## Variable_list
Name | Variable | Expression
V_mag | 1 | 0
V_ang | 1 | 0
V_ang(Deg) | 1 | 0
PGen | 1 | 0
QGen | 1 | 0
Line_Status | 1 | 0
Transfer_bus_Status | 1 | 0
Fictious_flow | 1 | 0
PDem | 0 | 1
QDem | 0 | 1
PDg | 0 | 1
QDg | 0 | 1
FLoad | 0 | 1
P_line_flow_sending | 0 | 1
Q_line_flow_sending | 0 | 1
P_line_flow_receiving | 0 | 1
Q_line_flow_receiving | 0 | 1
S_line_flow_sending | 0 | 1
S_line_flow_receiving | 0 | 1
P_gen_MW | 0 | 1
Q_gen_MVar | 0 | 1
V_mag_kv | 0 | 1
V_ang_deg | 0 | 1
P_cost | 0 | 1
P_line_loss | 0 | 1

## V_mag
Variable_name | Index: Buses | Index: Times | Value
V_mag | 1 | 1 | 1
V_mag | 1 | 2 | 1
V_mag | 1 | 3 | 1
V_mag | 1 | 4 | 1
V_mag | 1 | 5 | 1
V_mag | 1 | 6 | 1
V_mag | 1 | 7 | 1
V_mag | 1 | 8 | 1
V_mag | 1 | 9 | 1
V_mag | 1 | 10 | 1
V_mag | 1 | 11 | 1
V_mag | 1 | 12 | 1
V_mag | 1 | 13 | 1
V_mag | 1 | 14 | 1
V_mag | 1 | 15 | 1
V_mag | 1 | 16 | 1
V_mag | 1 | 17 | 1
V_mag | 1 | 18 | 1
V_mag | 1 | 19 | 1
V_mag | 1 | 20 | 1
V_mag | 1 | 21 | 1
V_mag | 1 | 22 | 1
V_mag | 1 | 23 | 1
V_mag | 1 | 24 | 1
V_mag | 2 | 1 | 0.99777
V_mag | 2 | 2 | 0.99776
V_mag | 2 | 3 | 0.99787
V_mag | 2 | 4 | 0.99771
V_mag | 2 | 5 | 0.99794
V_mag | 2 | 6 | 0.99796
V_mag | 2 | 7 | 0.99789
V_mag | 2 | 8 | 0.99783
V_mag | 2 | 9 | 0.99784
V_mag | 2 | 10 | 0.99798
V_mag | 2 | 11 | 0.99807
V_mag | 2 | 12 | 0.99831
V_mag | 2 | 13 | 0.99841
V_mag | 2 | 14 | 0.99829
V_mag | 2 | 15 | 0.99802
V_mag | 2 | 16 | 0.99796
V_mag | 2 | 17 | 0.99786
V_mag | 2 | 18 | 0.9976
V_mag | 2 | 19 | 0.99734
V_mag | 2 | 20 | 0.99728
V_mag | 2 | 21 | 0.99729
V_mag | 2 | 22 | 0.99723
V_mag | 2 | 23 | 0.9973
V_mag | 2 | 24 | 0.99756
V_mag | 3 | 1 | 0.99074
V_mag | 3 | 2 | 0.99071
V_mag | 3 | 3 | 0.99118
V_mag | 3 | 4 | 0.99049
V_mag | 3 | 5 | 0.99146
V_mag | 3 | 6 | 0.9914
V_mag | 3 | 7 | 0.9912
V_mag | 3 | 8 | 0.99099
V_mag | 3 | 9 | 0.99099
V_mag | 3 | 10 | 0.99167
V_mag | 3 | 11 | 0.99174
V_mag | 3 | 12 | 0.9926
V_mag | 3 | 13 | 0.99281
V_mag | 3 | 14 | 0.99235
V_mag | 3 | 15 | 0.99098
V_mag | 3 | 16 | 0.99105
V_mag | 3 | 17 | 0.99084
V_mag | 3 | 18 | 0.98983
V_mag | 3 | 19 | 0.98872
V_mag | 3 | 20 | 0.98873
V_mag | 3 | 21 | 0.98877
V_mag | 3 | 22 | 0.98854
V_mag | 3 | 23 | 0.98882
V_mag | 3 | 24 | 0.98989
V_mag | 4 | 1 | 0.98936
V_mag | 4 | 2 | 0.98933
V_mag | 4 | 3 | 0.98987
V_mag | 4 | 4 | 0.98907
V_mag | 4 | 5 | 0.99019
V_mag | 4 | 6 | 0.99011
V_mag | 4 | 7 | 0.98986
V_mag | 4 | 8 | 0.98954
V_mag | 4 | 9 | 0.98939
V_mag | 4 | 10 | 0.98996
V_mag | 4 | 11 | 0.98996
V_mag | 4 | 12 | 0.99083
V_mag | 4 | 13 | 0.99106
V_mag | 4 | 14 | 0.99062
V_mag | 4 | 15 | 0.98921
V_mag | 4 | 16 | 0.98936
V_mag | 4 | 17 | 0.98915
V_mag | 4 | 18 | 0.98812
V_mag | 4 | 19 | 0.98703
V_mag | 4 | 20 | 0.98706
V_mag | 4 | 21 | 0.9871
V_mag | 4 | 22 | 0.98684
V_mag | 4 | 23 | 0.98717
V_mag | 4 | 24 | 0.98839
V_mag | 5 | 1 | 0.98823
V_mag | 5 | 2 | 0.98819
V_mag | 5 | 3 | 0.98879
V_mag | 5 | 4 | 0.9879
V_mag | 5 | 5 | 0.98914
V_mag | 5 | 6 | 0.98905
V_mag | 5 | 7 | 0.98875
V_mag | 5 | 8 | 0.98835
V_mag | 5 | 9 | 0.98806
V_mag | 5 | 10 | 0.98855
V_mag | 5 | 11 | 0.98848
V_mag | 5 | 12 | 0.98937
V_mag | 5 | 13 | 0.98962
V_mag | 5 | 14 | 0.98918
V_mag | 5 | 15 | 0.98775
V_mag | 5 | 16 | 0.98796
V_mag | 5 | 17 | 0.98776
V_mag | 5 | 18 | 0.98671
V_mag | 5 | 19 | 0.98564
V_mag | 5 | 20 | 0.98568
V_mag | 5 | 21 | 0.98573
V_mag | 5 | 22 | 0.98544
V_mag | 5 | 23 | 0.9858
V_mag | 5 | 24 | 0.98715
V_mag | 6 | 1 | 0.98582
V_mag | 6 | 2 | 0.98577
V_mag | 6 | 3 | 0.98649
V_mag | 6 | 4 | 0.98543
V_mag | 6 | 5 | 0.98692
V_mag | 6 | 6 | 0.98679
V_mag | 6 | 7 | 0.98641
V_mag | 6 | 8 | 0.98581
V_mag | 6 | 9 | 0.98525
V_mag | 6 | 10 | 0.98555
V_mag | 6 | 11 | 0.98534
V_mag | 6 | 12 | 0.98626
V_mag | 6 | 13 | 0.98656
V_mag | 6 | 14 | 0.98614
V_mag | 6 | 15 | 0.98464
V_mag | 6 | 16 | 0.98499
V_mag | 6 | 17 | 0.98479
V_mag | 6 | 18 | 0.98372
V_mag | 6 | 19 | 0.98269
V_mag | 6 | 20 | 0.98275
V_mag | 6 | 21 | 0.98281
V_mag | 6 | 22 | 0.98246
V_mag | 6 | 23 | 0.98289
V_mag | 6 | 24 | 0.98452
V_mag | 7 | 1 | 0.98533
V_mag | 7 | 2 | 0.98529
V_mag | 7 | 3 | 0.98603
V_mag | 7 | 4 | 0.98493
V_mag | 7 | 5 | 0.98647
V_mag | 7 | 6 | 0.98634
V_mag | 7 | 7 | 0.98594
V_mag | 7 | 8 | 0.9853
V_mag | 7 | 9 | 0.98469
V_mag | 7 | 10 | 0.98495
V_mag | 7 | 11 | 0.98471
V_mag | 7 | 12 | 0.98564
V_mag | 7 | 13 | 0.98594
V_mag | 7 | 14 | 0.98553
V_mag | 7 | 15 | 0.98402
V_mag | 7 | 16 | 0.98439
V_mag | 7 | 17 | 0.9842
V_mag | 7 | 18 | 0.98312
V_mag | 7 | 19 | 0.9821
V_mag | 7 | 20 | 0.98216
V_mag | 7 | 21 | 0.98223
V_mag | 7 | 22 | 0.98186
V_mag | 7 | 23 | 0.98231
V_mag | 7 | 24 | 0.98399
V_mag | 8 | 1 | 0.96484
V_mag | 8 | 2 | 0.96473
V_mag | 8 | 3 | 0.96655
V_mag | 8 | 4 | 0.96384
V_mag | 8 | 5 | 0.96763
V_mag | 8 | 6 | 0.9691
V_mag | 8 | 7 | 0.96774
V_mag | 8 | 8 | 0.96686
V_mag | 8 | 9 | 0.96842
V_mag | 8 | 10 | 0.97129
V_mag | 8 | 11 | 0.97627
V_mag | 8 | 12 | 0.98181
V_mag | 8 | 13 | 0.98557
V_mag | 8 | 14 | 0.98256
V_mag | 8 | 15 | 0.97991
V_mag | 8 | 16 | 0.97506
V_mag | 8 | 17 | 0.97164
V_mag | 8 | 18 | 0.96573
V_mag | 8 | 19 | 0.96052
V_mag | 8 | 20 | 0.957
V_mag | 8 | 21 | 0.95716
V_mag | 8 | 22 | 0.95625
V_mag | 8 | 23 | 0.95737
V_mag | 8 | 24 | 0.96154
V_mag | 9 | 1 | 0.96076
V_mag | 9 | 2 | 0.96064
V_mag | 9 | 3 | 0.96266
V_mag | 9 | 4 | 0.95965
V_mag | 9 | 5 | 0.96388
V_mag | 9 | 6 | 0.96574
V_mag | 9 | 7 | 0.96422
V_mag | 9 | 8 | 0.96346
V_mag | 9 | 9 | 0.96584
V_mag | 9 | 10 | 0.96968
V_mag | 9 | 11 | 0.97608
V_mag | 9 | 12 | 0.98287
V_mag | 9 | 13 | 0.98747
V_mag | 9 | 14 | 0.98371
V_mag | 9 | 15 | 0.98058
V_mag | 9 | 16 | 0.97433
V_mag | 9 | 17 | 0.97009
V_mag | 9 | 18 | 0.96285
V_mag | 9 | 19 | 0.95639
V_mag | 9 | 20 | 0.952
V_mag | 9 | 21 | 0.95218
V_mag | 9 | 22 | 0.95116
V_mag | 9 | 23 | 0.95241
V_mag | 9 | 24 | 0.95708
V_mag | 10 | 1 | 0.96813
V_mag | 10 | 2 | 0.96804
V_mag | 10 | 3 | 0.96967
V_mag | 10 | 4 | 0.96724
V_mag | 10 | 5 | 0.97065
V_mag | 10 | 6 | 0.97127
V_mag | 10 | 7 | 0.97004
V_mag | 10 | 8 | 0.96855
V_mag | 10 | 9 | 0.96787
V_mag | 10 | 10 | 0.96844
V_mag | 10 | 11 | 0.9703
V_mag | 10 | 12 | 0.97345
V_mag | 10 | 13 | 0.97564
V_mag | 10 | 14 | 0.97413
V_mag | 10 | 15 | 0.97232
V_mag | 10 | 16 | 0.97052
V_mag | 10 | 17 | 0.96874
V_mag | 10 | 18 | 0.96542
V_mag | 10 | 19 | 0.96281
V_mag | 10 | 20 | 0.96108
V_mag | 10 | 21 | 0.96123
V_mag | 10 | 22 | 0.96041
V_mag | 10 | 23 | 0.96142
V_mag | 10 | 24 | 0.96517
V_mag | 11 | 1 | 0.9682
V_mag | 11 | 2 | 0.9681
V_mag | 11 | 3 | 0.96973
V_mag | 11 | 4 | 0.9673
V_mag | 11 | 5 | 0.97071
V_mag | 11 | 6 | 0.97133
V_mag | 11 | 7 | 0.9701
V_mag | 11 | 8 | 0.96862
V_mag | 11 | 9 | 0.96795
V_mag | 11 | 10 | 0.96852
V_mag | 11 | 11 | 0.97038
V_mag | 11 | 12 | 0.97353
V_mag | 11 | 13 | 0.97572
V_mag | 11 | 14 | 0.97421
V_mag | 11 | 15 | 0.97241
V_mag | 11 | 16 | 0.9706
V_mag | 11 | 17 | 0.96882
V_mag | 11 | 18 | 0.9655
V_mag | 11 | 19 | 0.96289
V_mag | 11 | 20 | 0.96116
V_mag | 11 | 21 | 0.96131
V_mag | 11 | 22 | 0.96049
V_mag | 11 | 23 | 0.9615
V_mag | 11 | 24 | 0.96524
V_mag | 12 | 1 | 0.96842
V_mag | 12 | 2 | 0.96833
V_mag | 12 | 3 | 0.96995
V_mag | 12 | 4 | 0.96754
V_mag | 12 | 5 | 0.97092
V_mag | 12 | 6 | 0.97154
V_mag | 12 | 7 | 0.97032
V_mag | 12 | 8 | 0.96886
V_mag | 12 | 9 | 0.96821
V_mag | 12 | 10 | 0.9688
V_mag | 12 | 11 | 0.97068
V_mag | 12 | 12 | 0.97382
V_mag | 12 | 13 | 0.97601
V_mag | 12 | 14 | 0.9745
V_mag | 12 | 15 | 0.9727
V_mag | 12 | 16 | 0.97088
V_mag | 12 | 17 | 0.9691
V_mag | 12 | 18 | 0.96578
V_mag | 12 | 19 | 0.96317
V_mag | 12 | 20 | 0.96144
V_mag | 12 | 21 | 0.96158
V_mag | 12 | 22 | 0.96077
V_mag | 12 | 23 | 0.96177
V_mag | 12 | 24 | 0.96548
V_mag | 13 | 1 | 0.96645
V_mag | 13 | 2 | 0.96635
V_mag | 13 | 3 | 0.96807
V_mag | 13 | 4 | 0.96551
V_mag | 13 | 5 | 0.9691
V_mag | 13 | 6 | 0.9697
V_mag | 13 | 7 | 0.96841
V_mag | 13 | 8 | 0.96678
V_mag | 13 | 9 | 0.96591
V_mag | 13 | 10 | 0.96635
V_mag | 13 | 11 | 0.96812
V_mag | 13 | 12 | 0.97129
V_mag | 13 | 13 | 0.97351
V_mag | 13 | 14 | 0.97202
V_mag | 13 | 15 | 0.97017
V_mag | 13 | 16 | 0.96845
V_mag | 13 | 17 | 0.96667
V_mag | 13 | 18 | 0.96333
V_mag | 13 | 19 | 0.96074
V_mag | 13 | 20 | 0.95903
V_mag | 13 | 21 | 0.95918
V_mag | 13 | 22 | 0.95833
V_mag | 13 | 23 | 0.95938
V_mag | 13 | 24 | 0.96333
V_mag | 14 | 1 | 0.96584
V_mag | 14 | 2 | 0.96574
V_mag | 14 | 3 | 0.96749
V_mag | 14 | 4 | 0.96488
V_mag | 14 | 5 | 0.96854
V_mag | 14 | 6 | 0.96913
V_mag | 14 | 7 | 0.96782
V_mag | 14 | 8 | 0.96614
V_mag | 14 | 9 | 0.9652
V_mag | 14 | 10 | 0.96559
V_mag | 14 | 11 | 0.96733
V_mag | 14 | 12 | 0.97051
V_mag | 14 | 13 | 0.97275
V_mag | 14 | 14 | 0.97126
V_mag | 14 | 15 | 0.96939
V_mag | 14 | 16 | 0.96771
V_mag | 14 | 17 | 0.96593
V_mag | 14 | 18 | 0.96258
V_mag | 14 | 19 | 0.96
V_mag | 14 | 20 | 0.95829
V_mag | 14 | 21 | 0.95844
V_mag | 14 | 22 | 0.95757
V_mag | 14 | 23 | 0.95865
V_mag | 14 | 24 | 0.96266
V_mag | 15 | 1 | 0.95291
V_mag | 15 | 2 | 0.95277
V_mag | 15 | 3 | 0.95521
V_mag | 15 | 4 | 0.95158
V_mag | 15 | 5 | 0.95666
V_mag | 15 | 6 | 0.95932
V_mag | 15 | 7 | 0.95749
V_mag | 15 | 8 | 0.95697
V_mag | 15 | 9 | 0.96105
V_mag | 15 | 10 | 0.96684
V_mag | 15 | 11 | 0.9761
V_mag | 15 | 12 | 0.98537
V_mag | 15 | 13 | 0.99164
V_mag | 15 | 14 | 0.98639
V_mag | 15 | 15 | 0.98229
V_mag | 15 | 16 | 0.97324
V_mag | 15 | 17 | 0.96736
V_mag | 15 | 18 | 0.95748
V_mag | 15 | 19 | 0.9485
V_mag | 15 | 20 | 0.94238
V_mag | 15 | 21 | 0.94259
V_mag | 15 | 22 | 0.94137
V_mag | 15 | 23 | 0.94288
V_mag | 15 | 24 | 0.94849
V_mag | 16 | 1 | 0.95048
V_mag | 16 | 2 | 0.95033
V_mag | 16 | 3 | 0.95289
V_mag | 16 | 4 | 0.94908
V_mag | 16 | 5 | 0.95443
V_mag | 16 | 6 | 0.95737
V_mag | 16 | 7 | 0.95544
V_mag | 16 | 8 | 0.95505
V_mag | 16 | 9 | 0.95979
V_mag | 16 | 10 | 0.96632
V_mag | 16 | 11 | 0.97664
V_mag | 16 | 12 | 0.98682
V_mag | 16 | 13 | 0.99368
V_mag | 16 | 14 | 0.98788
V_mag | 16 | 15 | 0.98344
V_mag | 16 | 16 | 0.97335
V_mag | 16 | 17 | 0.96687
V_mag | 16 | 18 | 0.95604
V_mag | 16 | 19 | 0.94615
V_mag | 16 | 20 | 0.93939
V_mag | 16 | 21 | 0.93962
V_mag | 16 | 22 | 0.93834
V_mag | 16 | 23 | 0.93992
V_mag | 16 | 24 | 0.94582
V_mag | 17 | 1 | 0.94596
V_mag | 17 | 2 | 0.9458
V_mag | 17 | 3 | 0.9486
V_mag | 17 | 4 | 0.94443
V_mag | 17 | 5 | 0.95027
V_mag | 17 | 6 | 0.95375
V_mag | 17 | 7 | 0.95164
V_mag | 17 | 8 | 0.95147
V_mag | 17 | 9 | 0.9574
V_mag | 17 | 10 | 0.96528
V_mag | 17 | 11 | 0.97754
V_mag | 17 | 12 | 0.98937
V_mag | 17 | 13 | 0.99734
V_mag | 17 | 14 | 0.99053
V_mag | 17 | 15 | 0.98547
V_mag | 17 | 16 | 0.97346
V_mag | 17 | 17 | 0.96589
V_mag | 17 | 18 | 0.95332
V_mag | 17 | 19 | 0.94176
V_mag | 17 | 20 | 0.93385
V_mag | 17 | 21 | 0.9341
V_mag | 17 | 22 | 0.9327
V_mag | 17 | 23 | 0.93443
V_mag | 17 | 24 | 0.94088
V_mag | 18 | 1 | 0.94409
V_mag | 18 | 2 | 0.94392
V_mag | 18 | 3 | 0.94682
V_mag | 18 | 4 | 0.94251
V_mag | 18 | 5 | 0.94855
V_mag | 18 | 6 | 0.95232
V_mag | 18 | 7 | 0.95014
V_mag | 18 | 8 | 0.95013
V_mag | 18 | 9 | 0.95677
V_mag | 18 | 10 | 0.96541
V_mag | 18 | 11 | 0.97875
V_mag | 18 | 12 | 0.99146
V_mag | 18 | 13 | 1
V_mag | 18 | 14 | 0.99266
V_mag | 18 | 15 | 0.98728
V_mag | 18 | 16 | 0.97421
V_mag | 18 | 17 | 0.96605
V_mag | 18 | 18 | 0.95255
V_mag | 18 | 19 | 0.94008
V_mag | 18 | 20 | 0.93156
V_mag | 18 | 21 | 0.93182
V_mag | 18 | 22 | 0.93037
V_mag | 18 | 23 | 0.93216
V_mag | 18 | 24 | 0.93883
V_mag | 19 | 1 | 0.99597
V_mag | 19 | 2 | 0.99596
V_mag | 19 | 3 | 0.99617
V_mag | 19 | 4 | 0.99586
V_mag | 19 | 5 | 0.99629
V_mag | 19 | 6 | 0.99636
V_mag | 19 | 7 | 0.99623
V_mag | 19 | 8 | 0.99609
V_mag | 19 | 9 | 0.99611
V_mag | 19 | 10 | 0.99633
V_mag | 19 | 11 | 0.99659
V_mag | 19 | 12 | 0.99704
V_mag | 19 | 13 | 0.9973
V_mag | 19 | 14 | 0.99707
V_mag | 19 | 15 | 0.9967
V_mag | 19 | 16 | 0.99646
V_mag | 19 | 17 | 0.99624
V_mag | 19 | 18 | 0.99574
V_mag | 19 | 19 | 0.99528
V_mag | 19 | 20 | 0.99509
V_mag | 19 | 21 | 0.99511
V_mag | 19 | 22 | 0.995
V_mag | 19 | 23 | 0.99513
V_mag | 19 | 24 | 0.9956
V_mag | 20 | 1 | 0.98073
V_mag | 20 | 2 | 0.98067
V_mag | 20 | 3 | 0.98166
V_mag | 20 | 4 | 0.98019
V_mag | 20 | 5 | 0.98226
V_mag | 20 | 6 | 0.98282
V_mag | 20 | 7 | 0.98209
V_mag | 20 | 8 | 0.98141
V_mag | 20 | 9 | 0.98164
V_mag | 20 | 10 | 0.98262
V_mag | 20 | 11 | 0.98449
V_mag | 20 | 12 | 0.98694
V_mag | 20 | 13 | 0.9886
V_mag | 20 | 14 | 0.98732
V_mag | 20 | 15 | 0.986
V_mag | 20 | 16 | 0.98418
V_mag | 20 | 17 | 0.98274
V_mag | 20 | 18 | 0.98013
V_mag | 20 | 19 | 0.9779
V_mag | 20 | 20 | 0.97646
V_mag | 20 | 21 | 0.97655
V_mag | 20 | 22 | 0.97605
V_mag | 20 | 23 | 0.97666
V_mag | 20 | 24 | 0.97893
V_mag | 21 | 1 | 0.97649
V_mag | 21 | 2 | 0.97642
V_mag | 21 | 3 | 0.97763
V_mag | 21 | 4 | 0.97583
V_mag | 21 | 5 | 0.97835
V_mag | 21 | 6 | 0.97906
V_mag | 21 | 7 | 0.97816
V_mag | 21 | 8 | 0.97733
V_mag | 21 | 9 | 0.97761
V_mag | 21 | 10 | 0.9788
V_mag | 21 | 11 | 0.98113
V_mag | 21 | 12 | 0.98414
V_mag | 21 | 13 | 0.98618
V_mag | 21 | 14 | 0.98462
V_mag | 21 | 15 | 0.98303
V_mag | 21 | 16 | 0.98077
V_mag | 21 | 17 | 0.97899
V_mag | 21 | 18 | 0.97578
V_mag | 21 | 19 | 0.97306
V_mag | 21 | 20 | 0.97127
V_mag | 21 | 21 | 0.97138
V_mag | 21 | 22 | 0.97077
V_mag | 21 | 23 | 0.97152
V_mag | 21 | 24 | 0.97429
V_mag | 22 | 1 | 0.97384
V_mag | 22 | 2 | 0.97376
V_mag | 22 | 3 | 0.9751
V_mag | 22 | 4 | 0.9731
V_mag | 22 | 5 | 0.97591
V_mag | 22 | 6 | 0.97659
V_mag | 22 | 7 | 0.97559
V_mag | 22 | 8 | 0.97455
V_mag | 22 | 9 | 0.97452
V_mag | 22 | 10 | 0.97552
V_mag | 22 | 11 | 0.9777
V_mag | 22 | 12 | 0.98075
V_mag | 22 | 13 | 0.98284
V_mag | 22 | 14 | 0.98129
V_mag | 22 | 15 | 0.97963
V_mag | 22 | 16 | 0.97752
V_mag | 22 | 17 | 0.97574
V_mag | 22 | 18 | 0.9725
V_mag | 22 | 19 | 0.96981
V_mag | 22 | 20 | 0.96804
V_mag | 22 | 21 | 0.96816
V_mag | 22 | 22 | 0.96749
V_mag | 22 | 23 | 0.96832
V_mag | 22 | 24 | 0.9714
V_mag | 23 | 1 | 0.98579
V_mag | 23 | 2 | 0.98575
V_mag | 23 | 3 | 0.98647
V_mag | 23 | 4 | 0.9854
V_mag | 23 | 5 | 0.9869
V_mag | 23 | 6 | 0.98678
V_mag | 23 | 7 | 0.98651
V_mag | 23 | 8 | 0.98629
V_mag | 23 | 9 | 0.98648
V_mag | 23 | 10 | 0.98776
V_mag | 23 | 11 | 0.98792
V_mag | 23 | 12 | 0.98933
V_mag | 23 | 13 | 0.98962
V_mag | 23 | 14 | 0.98884
V_mag | 23 | 15 | 0.98648
V_mag | 23 | 16 | 0.98658
V_mag | 23 | 17 | 0.98626
V_mag | 23 | 18 | 0.98456
V_mag | 23 | 19 | 0.98263
V_mag | 23 | 20 | 0.9827
V_mag | 23 | 21 | 0.98276
V_mag | 23 | 22 | 0.9824
V_mag | 23 | 23 | 0.98284
V_mag | 23 | 24 | 0.98449
V_mag | 24 | 1 | 0.97594
V_mag | 24 | 2 | 0.97587
V_mag | 24 | 3 | 0.97709
V_mag | 24 | 4 | 0.97527
V_mag | 24 | 5 | 0.97782
V_mag | 24 | 6 | 0.97758
V_mag | 24 | 7 | 0.97719
V_mag | 24 | 8 | 0.97695
V_mag | 24 | 9 | 0.97752
V_mag | 24 | 10 | 0.98006
V_mag | 24 | 11 | 0.98039
V_mag | 24 | 12 | 0.98291
V_mag | 24 | 13 | 0.98336
V_mag | 24 | 14 | 0.98192
V_mag | 24 | 15 | 0.97757
V_mag | 24 | 16 | 0.97773
V_mag | 24 | 17 | 0.97718
V_mag | 24 | 18 | 0.9741
V_mag | 24 | 19 | 0.97052
V_mag | 24 | 20 | 0.97069
V_mag | 24 | 21 | 0.97079
V_mag | 24 | 22 | 0.97019
V_mag | 24 | 23 | 0.97094
V_mag | 24 | 24 | 0.97373
V_mag | 25 | 1 | 0.96869
V_mag | 25 | 2 | 0.96859
V_mag | 25 | 3 | 0.97019
V_mag | 25 | 4 | 0.96782
V_mag | 25 | 5 | 0.97114
V_mag | 25 | 6 | 0.97082
V_mag | 25 | 7 | 0.9704
V_mag | 25 | 8 | 0.97035
V_mag | 25 | 9 | 0.97158
V_mag | 25 | 10 | 0.97557
V_mag | 25 | 11 | 0.97622
V_mag | 25 | 12 | 0.97982
V_mag | 25 | 13 | 0.98038
V_mag | 25 | 14 | 0.97826
V_mag | 25 | 15 | 0.97199
V_mag | 25 | 16 | 0.97207
V_mag | 25 | 17 | 0.97129
V_mag | 25 | 18 | 0.96686
V_mag | 25 | 19 | 0.96161
V_mag | 25 | 20 | 0.96185
V_mag | 25 | 21 | 0.96198
V_mag | 25 | 22 | 0.9612
V_mag | 25 | 23 | 0.96217
V_mag | 25 | 24 | 0.96581
V_mag | 26 | 1 | 0.9856
V_mag | 26 | 2 | 0.98556
V_mag | 26 | 3 | 0.98629
V_mag | 26 | 4 | 0.98521
V_mag | 26 | 5 | 0.98672
V_mag | 26 | 6 | 0.98659
V_mag | 26 | 7 | 0.9862
V_mag | 26 | 8 | 0.98559
V_mag | 26 | 9 | 0.985
V_mag | 26 | 10 | 0.98529
V_mag | 26 | 11 | 0.98507
V_mag | 26 | 12 | 0.98599
V_mag | 26 | 13 | 0.98629
V_mag | 26 | 14 | 0.98587
V_mag | 26 | 15 | 0.98437
V_mag | 26 | 16 | 0.98473
V_mag | 26 | 17 | 0.98453
V_mag | 26 | 18 | 0.98345
V_mag | 26 | 19 | 0.98243
V_mag | 26 | 20 | 0.98249
V_mag | 26 | 21 | 0.98255
V_mag | 26 | 22 | 0.9822
V_mag | 26 | 23 | 0.98264
V_mag | 26 | 24 | 0.98429
V_mag | 27 | 1 | 0.9854
V_mag | 27 | 2 | 0.98536
V_mag | 27 | 3 | 0.9861
V_mag | 27 | 4 | 0.985
V_mag | 27 | 5 | 0.98654
V_mag | 27 | 6 | 0.98641
V_mag | 27 | 7 | 0.98601
V_mag | 27 | 8 | 0.98538
V_mag | 27 | 9 | 0.98477
V_mag | 27 | 10 | 0.98504
V_mag | 27 | 11 | 0.98481
V_mag | 27 | 12 | 0.98574
V_mag | 27 | 13 | 0.98603
V_mag | 27 | 14 | 0.98562
V_mag | 27 | 15 | 0.98411
V_mag | 27 | 16 | 0.98448
V_mag | 27 | 17 | 0.98429
V_mag | 27 | 18 | 0.98321
V_mag | 27 | 19 | 0.98218
V_mag | 27 | 20 | 0.98225
V_mag | 27 | 21 | 0.98231
V_mag | 27 | 22 | 0.98195
V_mag | 27 | 23 | 0.9824
V_mag | 27 | 24 | 0.98407
V_mag | 28 | 1 | 0.985
V_mag | 28 | 2 | 0.98496
V_mag | 28 | 3 | 0.98571
V_mag | 28 | 4 | 0.98459
V_mag | 28 | 5 | 0.98617
V_mag | 28 | 6 | 0.98603
V_mag | 28 | 7 | 0.98562
V_mag | 28 | 8 | 0.98496
V_mag | 28 | 9 | 0.98431
V_mag | 28 | 10 | 0.98454
V_mag | 28 | 11 | 0.98429
V_mag | 28 | 12 | 0.98522
V_mag | 28 | 13 | 0.98553
V_mag | 28 | 14 | 0.98511
V_mag | 28 | 15 | 0.98359
V_mag | 28 | 16 | 0.98399
V_mag | 28 | 17 | 0.98379
V_mag | 28 | 18 | 0.98271
V_mag | 28 | 19 | 0.98169
V_mag | 28 | 20 | 0.98176
V_mag | 28 | 21 | 0.98183
V_mag | 28 | 22 | 0.98146
V_mag | 28 | 23 | 0.98192
V_mag | 28 | 24 | 0.98364
V_mag | 29 | 1 | 0.96567
V_mag | 29 | 2 | 0.96557
V_mag | 29 | 3 | 0.96732
V_mag | 29 | 4 | 0.96472
V_mag | 29 | 5 | 0.96836
V_mag | 29 | 6 | 0.968
V_mag | 29 | 7 | 0.96761
V_mag | 29 | 8 | 0.96775
V_mag | 29 | 9 | 0.9695
V_mag | 29 | 10 | 0.97439
V_mag | 29 | 11 | 0.97529
V_mag | 29 | 12 | 0.97949
V_mag | 29 | 13 | 0.9801
V_mag | 29 | 14 | 0.97758
V_mag | 29 | 15 | 0.97025
V_mag | 29 | 16 | 0.97022
V_mag | 29 | 17 | 0.9693
V_mag | 29 | 18 | 0.96412
V_mag | 29 | 19 | 0.95789
V_mag | 29 | 20 | 0.95817
V_mag | 29 | 21 | 0.95832
V_mag | 29 | 22 | 0.95745
V_mag | 29 | 23 | 0.95852
V_mag | 29 | 24 | 0.96251
V_mag | 30 | 1 | 0.96392
V_mag | 30 | 2 | 0.96381
V_mag | 30 | 3 | 0.96565
V_mag | 30 | 4 | 0.96292
V_mag | 30 | 5 | 0.96675
V_mag | 30 | 6 | 0.96637
V_mag | 30 | 7 | 0.96605
V_mag | 30 | 8 | 0.96647
V_mag | 30 | 9 | 0.96884
V_mag | 30 | 10 | 0.9747
V_mag | 30 | 11 | 0.9759
V_mag | 30 | 12 | 0.98067
V_mag | 30 | 13 | 0.9813
V_mag | 30 | 14 | 0.9784
V_mag | 30 | 15 | 0.97007
V_mag | 30 | 16 | 0.96986
V_mag | 30 | 17 | 0.96882
V_mag | 30 | 18 | 0.96292
V_mag | 30 | 19 | 0.95574
V_mag | 30 | 20 | 0.95603
V_mag | 30 | 21 | 0.95619
V_mag | 30 | 22 | 0.95528
V_mag | 30 | 23 | 0.9564
V_mag | 30 | 24 | 0.9606
V_mag | 31 | 1 | 0.96286
V_mag | 31 | 2 | 0.96274
V_mag | 31 | 3 | 0.96464
V_mag | 31 | 4 | 0.96182
V_mag | 31 | 5 | 0.96577
V_mag | 31 | 6 | 0.96538
V_mag | 31 | 7 | 0.96501
V_mag | 31 | 8 | 0.96535
V_mag | 31 | 9 | 0.96761
V_mag | 31 | 10 | 0.97339
V_mag | 31 | 11 | 0.97454
V_mag | 31 | 12 | 0.97932
V_mag | 31 | 13 | 0.97997
V_mag | 31 | 14 | 0.97707
V_mag | 31 | 15 | 0.96871
V_mag | 31 | 16 | 0.96856
V_mag | 31 | 17 | 0.96751
V_mag | 31 | 18 | 0.9616
V_mag | 31 | 19 | 0.95443
V_mag | 31 | 20 | 0.95473
V_mag | 31 | 21 | 0.95489
V_mag | 31 | 22 | 0.95396
V_mag | 31 | 23 | 0.95511
V_mag | 31 | 24 | 0.95943
V_mag | 32 | 1 | 0.94241
V_mag | 32 | 2 | 0.94224
V_mag | 32 | 3 | 0.94523
V_mag | 32 | 4 | 0.94078
V_mag | 32 | 5 | 0.94701
V_mag | 32 | 6 | 0.95077
V_mag | 32 | 7 | 0.94852
V_mag | 32 | 8 | 0.94837
V_mag | 32 | 9 | 0.95484
V_mag | 32 | 10 | 0.96337
V_mag | 32 | 11 | 0.97664
V_mag | 32 | 12 | 0.9894
V_mag | 32 | 13 | 0.998
V_mag | 32 | 14 | 0.99065
V_mag | 32 | 15 | 0.98521
V_mag | 32 | 16 | 0.9722
V_mag | 32 | 17 | 0.96403
V_mag | 32 | 18 | 0.95049
V_mag | 32 | 19 | 0.93802
V_mag | 32 | 20 | 0.9295
V_mag | 32 | 21 | 0.92976
V_mag | 32 | 22 | 0.92827
V_mag | 32 | 23 | 0.93011
V_mag | 32 | 24 | 0.93699
V_mag | 33 | 1 | 0.94305
V_mag | 33 | 2 | 0.94287
V_mag | 33 | 3 | 0.94583
V_mag | 33 | 4 | 0.94143
V_mag | 33 | 5 | 0.94759
V_mag | 33 | 6 | 0.95135
V_mag | 33 | 7 | 0.94913
V_mag | 33 | 8 | 0.94903
V_mag | 33 | 9 | 0.95557
V_mag | 33 | 10 | 0.96414
V_mag | 33 | 11 | 0.97744
V_mag | 33 | 12 | 0.99018
V_mag | 33 | 13 | 0.99876
V_mag | 33 | 14 | 0.99141
V_mag | 33 | 15 | 0.98599
V_mag | 33 | 16 | 0.97296
V_mag | 33 | 17 | 0.9648
V_mag | 33 | 18 | 0.95127
V_mag | 33 | 19 | 0.9388
V_mag | 33 | 20 | 0.93028
V_mag | 33 | 21 | 0.93054
V_mag | 33 | 22 | 0.92906
V_mag | 33 | 23 | 0.93089
V_mag | 33 | 24 | 0.93769

## V_ang
Variable_name | Index: Buses | Index: Times | Value
V_ang | 1 | 1 | 0
V_ang | 1 | 2 | 0
V_ang | 1 | 3 | 0
V_ang | 1 | 4 | 0
V_ang | 1 | 5 | 0
V_ang | 1 | 6 | 0
V_ang | 1 | 7 | 0
V_ang | 1 | 8 | 0
V_ang | 1 | 9 | 0
V_ang | 1 | 10 | 0
V_ang | 1 | 11 | 0
V_ang | 1 | 12 | 0
V_ang | 1 | 13 | 0
V_ang | 1 | 14 | 0
V_ang | 1 | 15 | 0
V_ang | 1 | 16 | 0
V_ang | 1 | 17 | 0
V_ang | 1 | 18 | 0
V_ang | 1 | 19 | 0
V_ang | 1 | 20 | 0
V_ang | 1 | 21 | 0
V_ang | 1 | 22 | 0
V_ang | 1 | 23 | 0
V_ang | 1 | 24 | 0
V_ang | 2 | 1 | 0.00019379
V_ang | 2 | 2 | 0.0001944
V_ang | 2 | 3 | 0.00018413
V_ang | 2 | 4 | 0.00019941
V_ang | 2 | 5 | 0.00017801
V_ang | 2 | 6 | 0.00019308
V_ang | 2 | 7 | 0.00021015
V_ang | 2 | 8 | 0.00026669
V_ang | 2 | 9 | 0.00038459
V_ang | 2 | 10 | 0.00051424
V_ang | 2 | 11 | 0.00060803
V_ang | 2 | 12 | 0.00068492
V_ang | 2 | 13 | 0.00071037
V_ang | 2 | 14 | 0.00065208
V_ang | 2 | 15 | 0.00057716
V_ang | 2 | 16 | 0.0004922
V_ang | 2 | 17 | 0.00045538
V_ang | 2 | 18 | 0.00037156
V_ang | 2 | 19 | 0.00026526
V_ang | 2 | 20 | 0.00023839
V_ang | 2 | 21 | 0.00023748
V_ang | 2 | 22 | 0.00024266
V_ang | 2 | 23 | 0.00023626
V_ang | 2 | 24 | 0.00021248
V_ang | 3 | 1 | 0.001306
V_ang | 3 | 2 | 0.0013099
V_ang | 3 | 3 | 0.0012431
V_ang | 3 | 4 | 0.0013424
V_ang | 3 | 5 | 0.0012032
V_ang | 3 | 6 | 0.001231
V_ang | 3 | 7 | 0.0013413
V_ang | 3 | 8 | 0.0016356
V_ang | 3 | 9 | 0.0021831
V_ang | 3 | 10 | 0.0027996
V_ang | 3 | 11 | 0.0031095
V_ang | 3 | 12 | 0.0033721
V_ang | 3 | 13 | 0.0033794
V_ang | 3 | 14 | 0.003161
V_ang | 3 | 15 | 0.0027634
V_ang | 3 | 16 | 0.0025142
V_ang | 3 | 17 | 0.0024246
V_ang | 3 | 18 | 0.0021038
V_ang | 3 | 19 | 0.0016315
V_ang | 3 | 20 | 0.0015933
V_ang | 3 | 21 | 0.0015875
V_ang | 3 | 22 | 0.0016206
V_ang | 3 | 23 | 0.0015797
V_ang | 3 | 24 | 0.0014269
V_ang | 4 | 1 | 0.0012785
V_ang | 4 | 2 | 0.0012824
V_ang | 4 | 3 | 0.0012169
V_ang | 4 | 4 | 0.0013143
V_ang | 4 | 5 | 0.0011778
V_ang | 4 | 6 | 0.0012053
V_ang | 4 | 7 | 0.0013146
V_ang | 4 | 8 | 0.0016069
V_ang | 4 | 9 | 0.0021513
V_ang | 4 | 10 | 0.0027658
V_ang | 4 | 11 | 0.0030742
V_ang | 4 | 12 | 0.0033372
V_ang | 4 | 13 | 0.0033449
V_ang | 4 | 14 | 0.0031268
V_ang | 4 | 15 | 0.0027285
V_ang | 4 | 16 | 0.0024807
V_ang | 4 | 17 | 0.0023912
V_ang | 4 | 18 | 0.00207
V_ang | 4 | 19 | 0.0015981
V_ang | 4 | 20 | 0.0015602
V_ang | 4 | 21 | 0.0015545
V_ang | 4 | 22 | 0.0015869
V_ang | 4 | 23 | 0.0015469
V_ang | 4 | 24 | 0.0013971
V_ang | 5 | 1 | 0.0012145
V_ang | 5 | 2 | 0.0012182
V_ang | 5 | 3 | 0.0011559
V_ang | 5 | 4 | 0.0012485
V_ang | 5 | 5 | 0.0011187
V_ang | 5 | 6 | 0.0011455
V_ang | 5 | 7 | 0.0012523
V_ang | 5 | 8 | 0.0015396
V_ang | 5 | 9 | 0.0020768
V_ang | 5 | 10 | 0.0026867
V_ang | 5 | 11 | 0.0029915
V_ang | 5 | 12 | 0.0032554
V_ang | 5 | 13 | 0.0032642
V_ang | 5 | 14 | 0.0030464
V_ang | 5 | 15 | 0.0026464
V_ang | 5 | 16 | 0.0024022
V_ang | 5 | 17 | 0.0023128
V_ang | 5 | 18 | 0.0019909
V_ang | 5 | 19 | 0.0015198
V_ang | 5 | 20 | 0.0014826
V_ang | 5 | 21 | 0.0014772
V_ang | 5 | 22 | 0.001508
V_ang | 5 | 23 | 0.0014699
V_ang | 5 | 24 | 0.0013273
V_ang | 6 | 1 | 0.00044819
V_ang | 6 | 2 | 0.00044958
V_ang | 6 | 3 | 0.00042605
V_ang | 6 | 4 | 0.00046106
V_ang | 6 | 5 | 0.00041201
V_ang | 6 | 6 | 0.00043006
V_ang | 6 | 7 | 0.00050726
V_ang | 6 | 8 | 0.00073453
V_ang | 6 | 9 | 0.0011836
V_ang | 6 | 10 | 0.0017359
V_ang | 6 | 11 | 0.0019962
V_ang | 6 | 12 | 0.0022716
V_ang | 6 | 13 | 0.0022928
V_ang | 6 | 14 | 0.0020807
V_ang | 6 | 15 | 0.0016594
V_ang | 6 | 16 | 0.001459
V_ang | 6 | 17 | 0.0013713
V_ang | 6 | 18 | 0.0010398
V_ang | 6 | 19 | 0.00057975
V_ang | 6 | 20 | 0.00055019
V_ang | 6 | 21 | 0.00054811
V_ang | 6 | 22 | 0.00055993
V_ang | 6 | 23 | 0.00054534
V_ang | 6 | 24 | 0.00049097
V_ang | 7 | 1 | -7.1332e-05
V_ang | 7 | 2 | -7.1495e-05
V_ang | 7 | 3 | -6.8679e-05
V_ang | 7 | 4 | -7.2833e-05
V_ang | 7 | 5 | -6.6949e-05
V_ang | 7 | 6 | -5.4858e-05
V_ang | 7 | 7 | 2.2187e-06
V_ang | 7 | 8 | 0.00018861
V_ang | 7 | 9 | 0.00057767
V_ang | 7 | 10 | 0.0010908
V_ang | 7 | 11 | 0.0013207
V_ang | 7 | 12 | 0.001604
V_ang | 7 | 13 | 0.0016336
V_ang | 7 | 14 | 0.0014253
V_ang | 7 | 15 | 0.00098959
V_ang | 7 | 16 | 0.00081899
V_ang | 7 | 17 | 0.00073254
V_ang | 7 | 18 | 0.00039447
V_ang | 7 | 19 | -5.8082e-05
V_ang | 7 | 20 | -8.2397e-05
V_ang | 7 | 21 | -8.219e-05
V_ang | 7 | 22 | -8.3354e-05
V_ang | 7 | 23 | -8.1913e-05
V_ang | 7 | 24 | -7.6204e-05
V_ang | 8 | 1 | -0.011324
V_ang | 8 | 2 | -0.011358
V_ang | 8 | 3 | -0.010778
V_ang | 8 | 4 | -0.011641
V_ang | 8 | 5 | -0.010431
V_ang | 8 | 6 | -0.0091643
V_ang | 8 | 7 | -0.0095979
V_ang | 8 | 8 | -0.0090732
V_ang | 8 | 9 | -0.0061493
V_ang | 8 | 10 | -0.0027805
V_ang | 8 | 11 | 0.0020971
V_ang | 8 | 12 | 0.0063497
V_ang | 8 | 13 | 0.0092098
V_ang | 8 | 14 | 0.0065818
V_ang | 8 | 15 | 0.0049045
V_ang | 8 | 16 | 5.2582e-05
V_ang | 8 | 17 | -0.0026778
V_ang | 8 | 18 | -0.0070082
V_ang | 8 | 19 | -0.011099
V_ang | 8 | 20 | -0.013823
V_ang | 8 | 21 | -0.013772
V_ang | 8 | 22 | -0.01406
V_ang | 8 | 23 | -0.013704
V_ang | 8 | 24 | -0.012376
V_ang | 9 | 1 | -0.012279
V_ang | 9 | 2 | -0.012316
V_ang | 9 | 3 | -0.011686
V_ang | 9 | 4 | -0.012623
V_ang | 9 | 5 | -0.011309
V_ang | 9 | 6 | -0.0098025
V_ang | 9 | 7 | -0.010274
V_ang | 9 | 8 | -0.0095747
V_ang | 9 | 9 | -0.0060114
V_ang | 9 | 10 | -0.0019722
V_ang | 9 | 11 | 0.0038264
V_ang | 9 | 12 | 0.0088026
V_ang | 9 | 13 | 0.012143
V_ang | 9 | 14 | 0.0090532
V_ang | 9 | 15 | 0.0071219
V_ang | 9 | 16 | 0.0013577
V_ang | 9 | 17 | -0.0018568
V_ang | 9 | 18 | -0.0069377
V_ang | 9 | 19 | -0.011768
V_ang | 9 | 20 | -0.014995
V_ang | 9 | 21 | -0.01494
V_ang | 9 | 22 | -0.015253
V_ang | 9 | 23 | -0.014866
V_ang | 9 | 24 | -0.013422
V_ang | 10 | 1 | -0.0093809
V_ang | 10 | 2 | -0.009409
V_ang | 10 | 3 | -0.0089312
V_ang | 10 | 4 | -0.0096418
V_ang | 10 | 5 | -0.0086453
V_ang | 10 | 6 | -0.0080603
V_ang | 10 | 7 | -0.0084173
V_ang | 10 | 8 | -0.0084423
V_ang | 10 | 9 | -0.0074024
V_ang | 10 | 10 | -0.0059769
V_ang | 10 | 11 | -0.0037367
V_ang | 10 | 12 | -0.0015157
V_ang | 10 | 13 | -1.4815e-06
V_ang | 10 | 14 | -0.0013183
V_ang | 10 | 15 | -0.002297
V_ang | 10 | 16 | -0.0045342
V_ang | 10 | 17 | -0.0058995
V_ang | 10 | 18 | -0.0081274
V_ang | 10 | 19 | -0.010127
V_ang | 10 | 20 | -0.011435
V_ang | 10 | 21 | -0.011393
V_ang | 10 | 22 | -0.01163
V_ang | 10 | 23 | -0.011338
V_ang | 10 | 24 | -0.010246
V_ang | 11 | 1 | -0.009381
V_ang | 11 | 2 | -0.0094092
V_ang | 11 | 3 | -0.0089313
V_ang | 11 | 4 | -0.0096419
V_ang | 11 | 5 | -0.0086455
V_ang | 11 | 6 | -0.0080604
V_ang | 11 | 7 | -0.0084175
V_ang | 11 | 8 | -0.0084425
V_ang | 11 | 9 | -0.0074026
V_ang | 11 | 10 | -0.0059771
V_ang | 11 | 11 | -0.0037369
V_ang | 11 | 12 | -0.0015159
V_ang | 11 | 13 | -1.6867e-06
V_ang | 11 | 14 | -0.0013185
V_ang | 11 | 15 | -0.0022972
V_ang | 11 | 16 | -0.0045344
V_ang | 11 | 17 | -0.0058997
V_ang | 11 | 18 | -0.0081276
V_ang | 11 | 19 | -0.010128
V_ang | 11 | 20 | -0.011435
V_ang | 11 | 21 | -0.011394
V_ang | 11 | 22 | -0.01163
V_ang | 11 | 23 | -0.011338
V_ang | 11 | 24 | -0.010246
V_ang | 12 | 1 | -0.0094103
V_ang | 12 | 2 | -0.0094386
V_ang | 12 | 3 | -0.0089592
V_ang | 12 | 4 | -0.0096721
V_ang | 12 | 5 | -0.0086724
V_ang | 12 | 6 | -0.0080877
V_ang | 12 | 7 | -0.0084459
V_ang | 12 | 8 | -0.0084733
V_ang | 12 | 9 | -0.0074367
V_ang | 12 | 10 | -0.0060134
V_ang | 12 | 11 | -0.0037748
V_ang | 12 | 12 | -0.0015532
V_ang | 12 | 13 | -3.8356e-05
V_ang | 12 | 14 | -0.0013551
V_ang | 12 | 15 | -0.0023346
V_ang | 12 | 16 | -0.0045703
V_ang | 12 | 17 | -0.0059356
V_ang | 12 | 18 | -0.008164
V_ang | 12 | 19 | -0.010164
V_ang | 12 | 20 | -0.011471
V_ang | 12 | 21 | -0.011429
V_ang | 12 | 22 | -0.011666
V_ang | 12 | 23 | -0.011374
V_ang | 12 | 24 | -0.010278
V_ang | 13 | 1 | -0.0096107
V_ang | 13 | 2 | -0.0096396
V_ang | 13 | 3 | -0.0091497
V_ang | 13 | 4 | -0.0098782
V_ang | 13 | 5 | -0.0088566
V_ang | 13 | 6 | -0.0082738
V_ang | 13 | 7 | -0.0086402
V_ang | 13 | 8 | -0.0086836
V_ang | 13 | 9 | -0.0076703
V_ang | 13 | 10 | -0.0062619
V_ang | 13 | 11 | -0.0040339
V_ang | 13 | 12 | -0.0018081
V_ang | 13 | 13 | -0.00028905
V_ang | 13 | 14 | -0.0016049
V_ang | 13 | 15 | -0.0025901
V_ang | 13 | 16 | -0.0048155
V_ang | 13 | 17 | -0.0061811
V_ang | 13 | 18 | -0.0084132
V_ang | 13 | 19 | -0.010411
V_ang | 13 | 20 | -0.011717
V_ang | 13 | 21 | -0.011675
V_ang | 13 | 22 | -0.011917
V_ang | 13 | 23 | -0.011618
V_ang | 13 | 24 | -0.010498
V_ang | 14 | 1 | -0.009828
V_ang | 14 | 2 | -0.0098576
V_ang | 14 | 3 | -0.0093562
V_ang | 14 | 4 | -0.010102
V_ang | 14 | 5 | -0.0090563
V_ang | 14 | 6 | -0.0084757
V_ang | 14 | 7 | -0.0088508
V_ang | 14 | 8 | -0.0089118
V_ang | 14 | 9 | -0.0079237
V_ang | 14 | 10 | -0.0065317
V_ang | 14 | 11 | -0.0043152
V_ang | 14 | 12 | -0.0020848
V_ang | 14 | 13 | -0.00056118
V_ang | 14 | 14 | -0.001876
V_ang | 14 | 15 | -0.0028674
V_ang | 14 | 16 | -0.0050816
V_ang | 14 | 17 | -0.0064476
V_ang | 14 | 18 | -0.0086837
V_ang | 14 | 19 | -0.010679
V_ang | 14 | 20 | -0.011984
V_ang | 14 | 21 | -0.011941
V_ang | 14 | 22 | -0.012189
V_ang | 14 | 23 | -0.011882
V_ang | 14 | 24 | -0.010736
V_ang | 15 | 1 | -0.015531
V_ang | 15 | 2 | -0.015579
V_ang | 15 | 3 | -0.014774
V_ang | 15 | 4 | -0.015971
V_ang | 15 | 5 | -0.014293
V_ang | 15 | 6 | -0.012096
V_ang | 15 | 7 | -0.012698
V_ang | 15 | 8 | -0.011535
V_ang | 15 | 9 | -0.0061901
V_ang | 15 | 10 | -0.00027672
V_ang | 15 | 11 | 0.0080884
V_ang | 15 | 12 | 0.015081
V_ang | 15 | 13 | 0.01975
V_ang | 15 | 14 | 0.015394
V_ang | 15 | 15 | 0.012749
V_ang | 15 | 16 | 0.0044629
V_ang | 15 | 17 | -0.00011828
V_ang | 15 | 18 | -0.0073496
V_ang | 15 | 19 | -0.014316
V_ang | 15 | 20 | -0.01901
V_ang | 15 | 21 | -0.018939
V_ang | 15 | 22 | -0.019341
V_ang | 15 | 23 | -0.018845
V_ang | 15 | 24 | -0.016993
V_ang | 16 | 1 | -0.016044
V_ang | 16 | 2 | -0.016093
V_ang | 16 | 3 | -0.01526
V_ang | 16 | 4 | -0.016499
V_ang | 16 | 5 | -0.014763
V_ang | 16 | 6 | -0.012382
V_ang | 16 | 7 | -0.013004
V_ang | 16 | 8 | -0.011693
V_ang | 16 | 9 | -0.0058438
V_ang | 16 | 10 | 0.00058143
V_ang | 16 | 11 | 0.0096274
V_ang | 16 | 12 | 0.017132
V_ang | 16 | 13 | 0.022135
V_ang | 16 | 14 | 0.017452
V_ang | 16 | 15 | 0.014633
V_ang | 16 | 16 | 0.00568
V_ang | 16 | 17 | 0.00074595
V_ang | 16 | 18 | -0.0070371
V_ang | 16 | 19 | -0.014563
V_ang | 16 | 20 | -0.019643
V_ang | 16 | 21 | -0.01957
V_ang | 16 | 22 | -0.019986
V_ang | 16 | 23 | -0.019472
V_ang | 16 | 24 | -0.017555
V_ang | 17 | 1 | -0.018531
V_ang | 17 | 2 | -0.018588
V_ang | 17 | 3 | -0.01762
V_ang | 17 | 4 | -0.019061
V_ang | 17 | 5 | -0.017041
V_ang | 17 | 6 | -0.014032
V_ang | 17 | 7 | -0.014755
V_ang | 17 | 8 | -0.012992
V_ang | 17 | 9 | -0.0054974
V_ang | 17 | 10 | 0.0026194
V_ang | 17 | 11 | 0.013929
V_ang | 17 | 12 | 0.02316
V_ang | 17 | 13 | 0.029285
V_ang | 17 | 14 | 0.023521
V_ang | 17 | 15 | 0.020104
V_ang | 17 | 16 | 0.0089453
V_ang | 17 | 17 | 0.0028152
V_ang | 17 | 18 | -0.0068641
V_ang | 17 | 19 | -0.016312
V_ang | 17 | 20 | -0.022729
V_ang | 17 | 21 | -0.022643
V_ang | 17 | 22 | -0.023129
V_ang | 17 | 23 | -0.022529
V_ang | 17 | 24 | -0.020292
V_ang | 18 | 1 | -0.018934
V_ang | 18 | 2 | -0.018992
V_ang | 18 | 3 | -0.018001
V_ang | 18 | 4 | -0.019476
V_ang | 18 | 5 | -0.01741
V_ang | 18 | 6 | -0.014199
V_ang | 18 | 7 | -0.014938
V_ang | 18 | 8 | -0.013003
V_ang | 18 | 9 | -0.0049509
V_ang | 18 | 10 | 0.003719
V_ang | 18 | 11 | 0.015747
V_ang | 18 | 12 | 0.0255
V_ang | 18 | 13 | 0.03196
V_ang | 18 | 14 | 0.025864
V_ang | 18 | 15 | 0.022274
V_ang | 18 | 16 | 0.010418
V_ang | 18 | 17 | 0.0039188
V_ang | 18 | 18 | -0.0063413
V_ang | 18 | 19 | -0.016392
V_ang | 18 | 20 | -0.023228
V_ang | 18 | 21 | -0.023141
V_ang | 18 | 22 | -0.023638
V_ang | 18 | 23 | -0.023024
V_ang | 18 | 24 | -0.020735
V_ang | 19 | 1 | -0.00038149
V_ang | 19 | 2 | -0.00038256
V_ang | 19 | 3 | -0.00036431
V_ang | 19 | 4 | -0.0003914
V_ang | 19 | 5 | -0.00035333
V_ang | 19 | 6 | -0.00029302
V_ang | 19 | 7 | -0.0002979
V_ang | 19 | 8 | -0.00023428
V_ang | 19 | 9 | -2.6817e-05
V_ang | 19 | 10 | 0.00021441
V_ang | 19 | 11 | 0.00048198
V_ang | 19 | 12 | 0.00072133
V_ang | 19 | 13 | 0.00085905
V_ang | 19 | 14 | 0.00070223
V_ang | 19 | 15 | 0.00056186
V_ang | 19 | 16 | 0.00030231
V_ang | 19 | 17 | 0.00016358
V_ang | 19 | 18 | -8.1402e-05
V_ang | 19 | 19 | -0.00033362
V_ang | 19 | 20 | -0.0004585
V_ang | 19 | 21 | -0.00045697
V_ang | 19 | 22 | -0.00046568
V_ang | 19 | 23 | -0.00045492
V_ang | 19 | 24 | -0.00041422
V_ang | 20 | 1 | -0.0048358
V_ang | 20 | 2 | -0.00485
V_ang | 20 | 3 | -0.0046081
V_ang | 20 | 4 | -0.0049677
V_ang | 20 | 5 | -0.0044632
V_ang | 20 | 6 | -0.0040009
V_ang | 20 | 7 | -0.0041775
V_ang | 20 | 8 | -0.0040104
V_ang | 20 | 9 | -0.0029569
V_ang | 20 | 10 | -0.001698
V_ang | 20 | 11 | 0.00011914
V_ang | 20 | 12 | 0.0017653
V_ang | 20 | 13 | 0.002869
V_ang | 20 | 14 | 0.0018518
V_ang | 20 | 15 | 0.0011565
V_ang | 20 | 16 | -0.00065632
V_ang | 20 | 17 | -0.0016863
V_ang | 20 | 18 | -0.0033361
V_ang | 20 | 19 | -0.0048778
V_ang | 20 | 20 | -0.0058702
V_ang | 20 | 21 | -0.0058493
V_ang | 20 | 22 | -0.0059677
V_ang | 20 | 23 | -0.0058214
V_ang | 20 | 24 | -0.0052725
V_ang | 21 | 1 | -0.0067293
V_ang | 21 | 2 | -0.0067493
V_ang | 21 | 3 | -0.0064096
V_ang | 21 | 4 | -0.0069147
V_ang | 21 | 5 | -0.0062062
V_ang | 21 | 6 | -0.0055948
V_ang | 21 | 7 | -0.005846
V_ang | 21 | 8 | -0.0056597
V_ang | 21 | 9 | -0.0043164
V_ang | 21 | 10 | -0.0026953
V_ang | 21 | 11 | -0.00031718
V_ang | 21 | 12 | 0.0018492
V_ang | 21 | 13 | 0.0033085
V_ang | 21 | 14 | 0.00198
V_ang | 21 | 15 | 0.0010756
V_ang | 21 | 16 | -0.0012959
V_ang | 21 | 17 | -0.0026568
V_ang | 21 | 18 | -0.0048366
V_ang | 21 | 19 | -0.0068637
V_ang | 21 | 20 | -0.0081859
V_ang | 21 | 21 | -0.0081565
V_ang | 21 | 22 | -0.0083236
V_ang | 21 | 23 | -0.0081172
V_ang | 21 | 24 | -0.0073435
V_ang | 22 | 1 | -0.0079323
V_ang | 22 | 2 | -0.007956
V_ang | 22 | 3 | -0.0075538
V_ang | 22 | 4 | -0.0081518
V_ang | 22 | 5 | -0.0073131
V_ang | 22 | 6 | -0.0067136
V_ang | 22 | 7 | -0.0070127
V_ang | 22 | 8 | -0.0069219
V_ang | 22 | 9 | -0.0057156
V_ang | 22 | 10 | -0.0041829
V_ang | 22 | 11 | -0.001867
V_ang | 22 | 12 | 0.00032404
V_ang | 22 | 13 | 0.0018082
V_ang | 22 | 14 | 0.00048489
V_ang | 22 | 15 | -0.00045302
V_ang | 22 | 16 | -0.0027639
V_ang | 22 | 17 | -0.0041268
V_ang | 22 | 18 | -0.0063283
V_ang | 22 | 19 | -0.0083432
V_ang | 22 | 20 | -0.0096588
V_ang | 22 | 21 | -0.0096238
V_ang | 22 | 22 | -0.0098222
V_ang | 22 | 23 | -0.0095772
V_ang | 22 | 24 | -0.0086599
V_ang | 23 | 1 | 0.0018299
V_ang | 23 | 2 | 0.0018354
V_ang | 23 | 3 | 0.0017419
V_ang | 23 | 4 | 0.0018809
V_ang | 23 | 5 | 0.0016859
V_ang | 23 | 6 | 0.0017198
V_ang | 23 | 7 | 0.0019173
V_ang | 23 | 8 | 0.0024536
V_ang | 23 | 9 | 0.0034628
V_ang | 23 | 10 | 0.0046518
V_ang | 23 | 11 | 0.0051924
V_ang | 23 | 12 | 0.005711
V_ang | 23 | 13 | 0.005709
V_ang | 23 | 14 | 0.0052884
V_ang | 23 | 15 | 0.0044421
V_ang | 23 | 16 | 0.0040288
V_ang | 23 | 17 | 0.0038715
V_ang | 23 | 18 | 0.0032242
V_ang | 23 | 19 | 0.0022756
V_ang | 23 | 20 | 0.0022322
V_ang | 23 | 21 | 0.002224
V_ang | 23 | 22 | 0.0022703
V_ang | 23 | 23 | 0.0022131
V_ang | 23 | 24 | 0.0019992
V_ang | 24 | 1 | 0.0023031
V_ang | 24 | 2 | 0.0023101
V_ang | 24 | 3 | 0.0021923
V_ang | 24 | 4 | 0.0023674
V_ang | 24 | 5 | 0.0021219
V_ang | 24 | 6 | 0.0021613
V_ang | 24 | 7 | 0.0025373
V_ang | 24 | 8 | 0.0035918
V_ang | 24 | 9 | 0.0056155
V_ang | 24 | 10 | 0.0081089
V_ang | 24 | 11 | 0.0091534
V_ang | 24 | 12 | 0.010286
V_ang | 24 | 13 | 0.010273
V_ang | 24 | 14 | 0.0093815
V_ang | 24 | 15 | 0.0074531
V_ang | 24 | 16 | 0.0066921
V_ang | 24 | 17 | 0.0063754
V_ang | 24 | 18 | 0.0049394
V_ang | 24 | 19 | 0.002858
V_ang | 24 | 20 | 0.0028097
V_ang | 24 | 21 | 0.0027994
V_ang | 24 | 22 | 0.0028577
V_ang | 24 | 23 | 0.0027857
V_ang | 24 | 24 | 0.0025164
V_ang | 25 | 1 | 0.0034125
V_ang | 25 | 2 | 0.0034229
V_ang | 25 | 3 | 0.0032474
V_ang | 25 | 4 | 0.0035084
V_ang | 25 | 5 | 0.0031424
V_ang | 25 | 6 | 0.0031949
V_ang | 25 | 7 | 0.0037748
V_ang | 25 | 8 | 0.0053982
V_ang | 25 | 9 | 0.0085086
V_ang | 25 | 10 | 0.012343
V_ang | 25 | 11 | 0.013924
V_ang | 25 | 12 | 0.015646
V_ang | 25 | 13 | 0.015611
V_ang | 25 | 14 | 0.014254
V_ang | 25 | 15 | 0.011281
V_ang | 25 | 16 | 0.010136
V_ang | 25 | 17 | 0.0096604
V_ang | 25 | 18 | 0.0074509
V_ang | 25 | 19 | 0.0042289
V_ang | 25 | 20 | 0.0041689
V_ang | 25 | 21 | 0.0041535
V_ang | 25 | 22 | 0.0042407
V_ang | 25 | 23 | 0.0041331
V_ang | 25 | 24 | 0.0037307
V_ang | 26 | 1 | 0.00042643
V_ang | 26 | 2 | 0.00042775
V_ang | 26 | 3 | 0.00040533
V_ang | 26 | 4 | 0.0004387
V_ang | 26 | 5 | 0.00039195
V_ang | 26 | 6 | 0.00040975
V_ang | 26 | 7 | 0.00048611
V_ang | 26 | 8 | 0.00071166
V_ang | 26 | 9 | 0.0011582
V_ang | 26 | 10 | 0.0017089
V_ang | 26 | 11 | 0.0019679
V_ang | 26 | 12 | 0.0022437
V_ang | 26 | 13 | 0.0022652
V_ang | 26 | 14 | 0.0020532
V_ang | 26 | 15 | 0.0016313
V_ang | 26 | 16 | 0.0014322
V_ang | 26 | 17 | 0.0013446
V_ang | 26 | 18 | 0.0010128
V_ang | 26 | 19 | 0.00055304
V_ang | 26 | 20 | 0.0005237
V_ang | 26 | 21 | 0.00052172
V_ang | 26 | 22 | 0.000533
V_ang | 26 | 23 | 0.00051907
V_ang | 26 | 24 | 0.00046722
V_ang | 27 | 1 | 0.00040381
V_ang | 27 | 2 | 0.00040506
V_ang | 27 | 3 | 0.00038379
V_ang | 27 | 4 | 0.00041546
V_ang | 27 | 5 | 0.00037109
V_ang | 27 | 6 | 0.00038864
V_ang | 27 | 7 | 0.00046412
V_ang | 27 | 8 | 0.00068789
V_ang | 27 | 9 | 0.0011318
V_ang | 27 | 10 | 0.0016808
V_ang | 27 | 11 | 0.0019385
V_ang | 27 | 12 | 0.0022146
V_ang | 27 | 13 | 0.0022365
V_ang | 27 | 14 | 0.0020247
V_ang | 27 | 15 | 0.0016022
V_ang | 27 | 16 | 0.0014043
V_ang | 27 | 17 | 0.0013168
V_ang | 27 | 18 | 0.00098467
V_ang | 27 | 19 | 0.00052527
V_ang | 27 | 20 | 0.00049616
V_ang | 27 | 21 | 0.00049428
V_ang | 27 | 22 | 0.00050499
V_ang | 27 | 23 | 0.00049176
V_ang | 27 | 24 | 0.00044252
V_ang | 28 | 1 | 0.00023135
V_ang | 28 | 2 | 0.00023209
V_ang | 28 | 3 | 0.00021957
V_ang | 28 | 4 | 0.00023823
V_ang | 28 | 5 | 0.00021211
V_ang | 28 | 6 | 0.00022768
V_ang | 28 | 7 | 0.00029647
V_ang | 28 | 8 | 0.00050667
V_ang | 28 | 9 | 0.00093068
V_ang | 28 | 10 | 0.0014666
V_ang | 28 | 11 | 0.0017142
V_ang | 28 | 12 | 0.001993
V_ang | 28 | 13 | 0.0020176
V_ang | 28 | 14 | 0.0018071
V_ang | 28 | 15 | 0.0013798
V_ang | 28 | 16 | 0.0011918
V_ang | 28 | 17 | 0.0011047
V_ang | 28 | 18 | 0.00077041
V_ang | 28 | 19 | 0.00031351
V_ang | 28 | 20 | 0.00028614
V_ang | 28 | 21 | 0.00028501
V_ang | 28 | 22 | 0.00029141
V_ang | 28 | 23 | 0.00028351
V_ang | 28 | 24 | 0.00025424
V_ang | 29 | 1 | 0.0041039
V_ang | 29 | 2 | 0.0041164
V_ang | 29 | 3 | 0.0039047
V_ang | 29 | 4 | 0.0042197
V_ang | 29 | 5 | 0.0037781
V_ang | 29 | 6 | 0.0038387
V_ang | 29 | 7 | 0.004565
V_ang | 29 | 8 | 0.0066007
V_ang | 29 | 9 | 0.010501
V_ang | 29 | 10 | 0.015313
V_ang | 29 | 11 | 0.017283
V_ang | 29 | 12 | 0.019437
V_ang | 29 | 13 | 0.019387
V_ang | 29 | 14 | 0.01769
V_ang | 29 | 15 | 0.01395
V_ang | 29 | 16 | 0.012528
V_ang | 29 | 17 | 0.011935
V_ang | 29 | 18 | 0.0091526
V_ang | 29 | 19 | 0.0050848
V_ang | 29 | 20 | 0.0050175
V_ang | 29 | 21 | 0.004999
V_ang | 29 | 22 | 0.0051044
V_ang | 29 | 23 | 0.0049742
V_ang | 29 | 24 | 0.0044881
V_ang | 30 | 1 | 0.0053921
V_ang | 30 | 2 | 0.0054086
V_ang | 30 | 3 | 0.0051288
V_ang | 30 | 4 | 0.0055451
V_ang | 30 | 5 | 0.0049616
V_ang | 30 | 6 | 0.0050375
V_ang | 30 | 7 | 0.005869
V_ang | 30 | 8 | 0.0081696
V_ang | 30 | 9 | 0.01254
V_ang | 30 | 10 | 0.017863
V_ang | 30 | 11 | 0.020063
V_ang | 30 | 12 | 0.022392
V_ang | 30 | 13 | 0.022319
V_ang | 30 | 14 | 0.020465
V_ang | 30 | 15 | 0.016414
V_ang | 30 | 16 | 0.014811
V_ang | 30 | 17 | 0.014164
V_ang | 30 | 18 | 0.011141
V_ang | 30 | 19 | 0.0066825
V_ang | 30 | 20 | 0.0066014
V_ang | 30 | 21 | 0.0065768
V_ang | 30 | 22 | 0.0067165
V_ang | 30 | 23 | 0.0065439
V_ang | 30 | 24 | 0.0059001
V_ang | 31 | 1 | 0.0049975
V_ang | 31 | 2 | 0.0050127
V_ang | 31 | 3 | 0.0047538
V_ang | 31 | 4 | 0.005139
V_ang | 31 | 5 | 0.0045991
V_ang | 31 | 6 | 0.0046703
V_ang | 31 | 7 | 0.0054866
V_ang | 31 | 8 | 0.007757
V_ang | 31 | 9 | 0.012085
V_ang | 31 | 10 | 0.017384
V_ang | 31 | 11 | 0.019563
V_ang | 31 | 12 | 0.021902
V_ang | 31 | 13 | 0.021835
V_ang | 31 | 14 | 0.019981
V_ang | 31 | 15 | 0.015913
V_ang | 31 | 16 | 0.014332
V_ang | 31 | 17 | 0.013685
V_ang | 31 | 18 | 0.010652
V_ang | 31 | 19 | 0.0061927
V_ang | 31 | 20 | 0.0061158
V_ang | 31 | 21 | 0.0060931
V_ang | 31 | 22 | 0.0062222
V_ang | 31 | 23 | 0.0060627
V_ang | 31 | 24 | 0.0054674
V_ang | 32 | 1 | -0.019702
V_ang | 32 | 2 | -0.019763
V_ang | 32 | 3 | -0.018729
V_ang | 32 | 4 | -0.020267
V_ang | 32 | 5 | -0.018113
V_ang | 32 | 6 | -0.014905
V_ang | 32 | 7 | -0.015676
V_ang | 32 | 8 | -0.0138
V_ang | 32 | 9 | -0.0058224
V_ang | 32 | 10 | 0.0028071
V_ang | 32 | 11 | 0.014819
V_ang | 32 | 12 | 0.024604
V_ang | 32 | 13 | 0.03109
V_ang | 32 | 14 | 0.024987
V_ang | 32 | 15 | 0.021371
V_ang | 32 | 16 | 0.0095303
V_ang | 32 | 17 | 0.0030184
V_ang | 32 | 18 | -0.0072748
V_ang | 32 | 19 | -0.017337
V_ang | 32 | 20 | -0.024183
V_ang | 32 | 21 | -0.024092
V_ang | 32 | 22 | -0.024611
V_ang | 32 | 23 | -0.02397
V_ang | 32 | 24 | -0.021581
V_ang | 33 | 1 | -0.019284
V_ang | 33 | 2 | -0.019344
V_ang | 33 | 3 | -0.018333
V_ang | 33 | 4 | -0.019837
V_ang | 33 | 5 | -0.01773
V_ang | 33 | 6 | -0.014522
V_ang | 33 | 7 | -0.015275
V_ang | 33 | 8 | -0.013367
V_ang | 33 | 9 | -0.0053486
V_ang | 33 | 10 | 0.0033029
V_ang | 33 | 11 | 0.015323
V_ang | 33 | 12 | 0.025091
V_ang | 33 | 13 | 0.031563
V_ang | 33 | 14 | 0.025464
V_ang | 33 | 15 | 0.021862
V_ang | 33 | 16 | 0.010013
V_ang | 33 | 17 | 0.0035079
V_ang | 33 | 18 | -0.0067672
V_ang | 33 | 19 | -0.016823
V_ang | 33 | 20 | -0.023664
V_ang | 33 | 21 | -0.023575
V_ang | 33 | 22 | -0.024082
V_ang | 33 | 23 | -0.023456
V_ang | 33 | 24 | -0.021121

## V_ang(Deg)
Variable_name | Index: Buses | Index: Times | Value
V_ang(Deg) | 1 | 1 | 0
V_ang(Deg) | 1 | 2 | 0
V_ang(Deg) | 1 | 3 | 0
V_ang(Deg) | 1 | 4 | 0
V_ang(Deg) | 1 | 5 | 0
V_ang(Deg) | 1 | 6 | 0
V_ang(Deg) | 1 | 7 | 0
V_ang(Deg) | 1 | 8 | 0
V_ang(Deg) | 1 | 9 | 0
V_ang(Deg) | 1 | 10 | 0
V_ang(Deg) | 1 | 11 | 0
V_ang(Deg) | 1 | 12 | 0
V_ang(Deg) | 1 | 13 | 0
V_ang(Deg) | 1 | 14 | 0
V_ang(Deg) | 1 | 15 | 0
V_ang(Deg) | 1 | 16 | 0
V_ang(Deg) | 1 | 17 | 0
V_ang(Deg) | 1 | 18 | 0
V_ang(Deg) | 1 | 19 | 0
V_ang(Deg) | 1 | 20 | 0
V_ang(Deg) | 1 | 21 | 0
V_ang(Deg) | 1 | 22 | 0
V_ang(Deg) | 1 | 23 | 0
V_ang(Deg) | 1 | 24 | 0
V_ang(Deg) | 2 | 1 | 0.011103
V_ang(Deg) | 2 | 2 | 0.011138
V_ang(Deg) | 2 | 3 | 0.01055
V_ang(Deg) | 2 | 4 | 0.011425
V_ang(Deg) | 2 | 5 | 0.010199
V_ang(Deg) | 2 | 6 | 0.011062
V_ang(Deg) | 2 | 7 | 0.012041
V_ang(Deg) | 2 | 8 | 0.01528
V_ang(Deg) | 2 | 9 | 0.022035
V_ang(Deg) | 2 | 10 | 0.029464
V_ang(Deg) | 2 | 11 | 0.034838
V_ang(Deg) | 2 | 12 | 0.039243
V_ang(Deg) | 2 | 13 | 0.040701
V_ang(Deg) | 2 | 14 | 0.037361
V_ang(Deg) | 2 | 15 | 0.033069
V_ang(Deg) | 2 | 16 | 0.028201
V_ang(Deg) | 2 | 17 | 0.026091
V_ang(Deg) | 2 | 18 | 0.021289
V_ang(Deg) | 2 | 19 | 0.015198
V_ang(Deg) | 2 | 20 | 0.013659
V_ang(Deg) | 2 | 21 | 0.013606
V_ang(Deg) | 2 | 22 | 0.013903
V_ang(Deg) | 2 | 23 | 0.013537
V_ang(Deg) | 2 | 24 | 0.012174
V_ang(Deg) | 3 | 1 | 0.074826
V_ang(Deg) | 3 | 2 | 0.075052
V_ang(Deg) | 3 | 3 | 0.071225
V_ang(Deg) | 3 | 4 | 0.076916
V_ang(Deg) | 3 | 5 | 0.068936
V_ang(Deg) | 3 | 6 | 0.070532
V_ang(Deg) | 3 | 7 | 0.076849
V_ang(Deg) | 3 | 8 | 0.093715
V_ang(Deg) | 3 | 9 | 0.12508
V_ang(Deg) | 3 | 10 | 0.1604
V_ang(Deg) | 3 | 11 | 0.17816
V_ang(Deg) | 3 | 12 | 0.19321
V_ang(Deg) | 3 | 13 | 0.19362
V_ang(Deg) | 3 | 14 | 0.18111
V_ang(Deg) | 3 | 15 | 0.15833
V_ang(Deg) | 3 | 16 | 0.14406
V_ang(Deg) | 3 | 17 | 0.13892
V_ang(Deg) | 3 | 18 | 0.12054
V_ang(Deg) | 3 | 19 | 0.093476
V_ang(Deg) | 3 | 20 | 0.091292
V_ang(Deg) | 3 | 21 | 0.090957
V_ang(Deg) | 3 | 22 | 0.092853
V_ang(Deg) | 3 | 23 | 0.090512
V_ang(Deg) | 3 | 24 | 0.081757
V_ang(Deg) | 4 | 1 | 0.073254
V_ang(Deg) | 4 | 2 | 0.073475
V_ang(Deg) | 4 | 3 | 0.069725
V_ang(Deg) | 4 | 4 | 0.075302
V_ang(Deg) | 4 | 5 | 0.067483
V_ang(Deg) | 4 | 6 | 0.069061
V_ang(Deg) | 4 | 7 | 0.07532
V_ang(Deg) | 4 | 8 | 0.092066
V_ang(Deg) | 4 | 9 | 0.12326
V_ang(Deg) | 4 | 10 | 0.15847
V_ang(Deg) | 4 | 11 | 0.17614
V_ang(Deg) | 4 | 12 | 0.19121
V_ang(Deg) | 4 | 13 | 0.19165
V_ang(Deg) | 4 | 14 | 0.17915
V_ang(Deg) | 4 | 15 | 0.15633
V_ang(Deg) | 4 | 16 | 0.14214
V_ang(Deg) | 4 | 17 | 0.137
V_ang(Deg) | 4 | 18 | 0.1186
V_ang(Deg) | 4 | 19 | 0.091564
V_ang(Deg) | 4 | 20 | 0.089394
V_ang(Deg) | 4 | 21 | 0.089067
V_ang(Deg) | 4 | 22 | 0.090925
V_ang(Deg) | 4 | 23 | 0.08863
V_ang(Deg) | 4 | 24 | 0.080047
V_ang(Deg) | 5 | 1 | 0.069586
V_ang(Deg) | 5 | 2 | 0.069796
V_ang(Deg) | 5 | 3 | 0.066229
V_ang(Deg) | 5 | 4 | 0.071534
V_ang(Deg) | 5 | 5 | 0.064096
V_ang(Deg) | 5 | 6 | 0.065633
V_ang(Deg) | 5 | 7 | 0.071751
V_ang(Deg) | 5 | 8 | 0.088215
V_ang(Deg) | 5 | 9 | 0.11899
V_ang(Deg) | 5 | 10 | 0.15394
V_ang(Deg) | 5 | 11 | 0.1714
V_ang(Deg) | 5 | 12 | 0.18652
V_ang(Deg) | 5 | 13 | 0.18702
V_ang(Deg) | 5 | 14 | 0.17455
V_ang(Deg) | 5 | 15 | 0.15163
V_ang(Deg) | 5 | 16 | 0.13764
V_ang(Deg) | 5 | 17 | 0.13251
V_ang(Deg) | 5 | 18 | 0.11407
V_ang(Deg) | 5 | 19 | 0.087081
V_ang(Deg) | 5 | 20 | 0.084947
V_ang(Deg) | 5 | 21 | 0.084635
V_ang(Deg) | 5 | 22 | 0.086404
V_ang(Deg) | 5 | 23 | 0.084219
V_ang(Deg) | 5 | 24 | 0.07605
V_ang(Deg) | 6 | 1 | 0.025679
V_ang(Deg) | 6 | 2 | 0.025759
V_ang(Deg) | 6 | 3 | 0.024411
V_ang(Deg) | 6 | 4 | 0.026417
V_ang(Deg) | 6 | 5 | 0.023606
V_ang(Deg) | 6 | 6 | 0.024641
V_ang(Deg) | 6 | 7 | 0.029064
V_ang(Deg) | 6 | 8 | 0.042085
V_ang(Deg) | 6 | 9 | 0.067815
V_ang(Deg) | 6 | 10 | 0.09946
V_ang(Deg) | 6 | 11 | 0.11437
V_ang(Deg) | 6 | 12 | 0.13016
V_ang(Deg) | 6 | 13 | 0.13137
V_ang(Deg) | 6 | 14 | 0.11921
V_ang(Deg) | 6 | 15 | 0.095076
V_ang(Deg) | 6 | 16 | 0.083593
V_ang(Deg) | 6 | 17 | 0.078571
V_ang(Deg) | 6 | 18 | 0.059575
V_ang(Deg) | 6 | 19 | 0.033217
V_ang(Deg) | 6 | 20 | 0.031524
V_ang(Deg) | 6 | 21 | 0.031404
V_ang(Deg) | 6 | 22 | 0.032082
V_ang(Deg) | 6 | 23 | 0.031245
V_ang(Deg) | 6 | 24 | 0.028131
V_ang(Deg) | 7 | 1 | -0.004087
V_ang(Deg) | 7 | 2 | -0.0040964
V_ang(Deg) | 7 | 3 | -0.003935
V_ang(Deg) | 7 | 4 | -0.004173
V_ang(Deg) | 7 | 5 | -0.0038359
V_ang(Deg) | 7 | 6 | -0.0031431
V_ang(Deg) | 7 | 7 | 0.00012712
V_ang(Deg) | 7 | 8 | 0.010806
V_ang(Deg) | 7 | 9 | 0.033098
V_ang(Deg) | 7 | 10 | 0.062498
V_ang(Deg) | 7 | 11 | 0.075673
V_ang(Deg) | 7 | 12 | 0.091905
V_ang(Deg) | 7 | 13 | 0.093598
V_ang(Deg) | 7 | 14 | 0.081665
V_ang(Deg) | 7 | 15 | 0.056699
V_ang(Deg) | 7 | 16 | 0.046925
V_ang(Deg) | 7 | 17 | 0.041972
V_ang(Deg) | 7 | 18 | 0.022601
V_ang(Deg) | 7 | 19 | -0.0033279
V_ang(Deg) | 7 | 20 | -0.004721
V_ang(Deg) | 7 | 21 | -0.0047091
V_ang(Deg) | 7 | 22 | -0.0047758
V_ang(Deg) | 7 | 23 | -0.0046933
V_ang(Deg) | 7 | 24 | -0.0043662
V_ang(Deg) | 8 | 1 | -0.64882
V_ang(Deg) | 8 | 2 | -0.65078
V_ang(Deg) | 8 | 3 | -0.61754
V_ang(Deg) | 8 | 4 | -0.66698
V_ang(Deg) | 8 | 5 | -0.59766
V_ang(Deg) | 8 | 6 | -0.52508
V_ang(Deg) | 8 | 7 | -0.54992
V_ang(Deg) | 8 | 8 | -0.51986
V_ang(Deg) | 8 | 9 | -0.35233
V_ang(Deg) | 8 | 10 | -0.15931
V_ang(Deg) | 8 | 11 | 0.12016
V_ang(Deg) | 8 | 12 | 0.36381
V_ang(Deg) | 8 | 13 | 0.52768
V_ang(Deg) | 8 | 14 | 0.37711
V_ang(Deg) | 8 | 15 | 0.28101
V_ang(Deg) | 8 | 16 | 0.0030127
V_ang(Deg) | 8 | 17 | -0.15343
V_ang(Deg) | 8 | 18 | -0.40154
V_ang(Deg) | 8 | 19 | -0.6359
V_ang(Deg) | 8 | 20 | -0.79198
V_ang(Deg) | 8 | 21 | -0.78908
V_ang(Deg) | 8 | 22 | -0.80557
V_ang(Deg) | 8 | 23 | -0.7852
V_ang(Deg) | 8 | 24 | -0.70906
V_ang(Deg) | 9 | 1 | -0.70354
V_ang(Deg) | 9 | 2 | -0.70567
V_ang(Deg) | 9 | 3 | -0.66955
V_ang(Deg) | 9 | 4 | -0.72327
V_ang(Deg) | 9 | 5 | -0.64796
V_ang(Deg) | 9 | 6 | -0.56164
V_ang(Deg) | 9 | 7 | -0.58865
V_ang(Deg) | 9 | 8 | -0.54859
V_ang(Deg) | 9 | 9 | -0.34443
V_ang(Deg) | 9 | 10 | -0.113
V_ang(Deg) | 9 | 11 | 0.21924
V_ang(Deg) | 9 | 12 | 0.50435
V_ang(Deg) | 9 | 13 | 0.69575
V_ang(Deg) | 9 | 14 | 0.51871
V_ang(Deg) | 9 | 15 | 0.40806
V_ang(Deg) | 9 | 16 | 0.077789
V_ang(Deg) | 9 | 17 | -0.10639
V_ang(Deg) | 9 | 18 | -0.3975
V_ang(Deg) | 9 | 19 | -0.67427
V_ang(Deg) | 9 | 20 | -0.85914
V_ang(Deg) | 9 | 21 | -0.85598
V_ang(Deg) | 9 | 22 | -0.87391
V_ang(Deg) | 9 | 23 | -0.85177
V_ang(Deg) | 9 | 24 | -0.769
V_ang(Deg) | 10 | 1 | -0.53748
V_ang(Deg) | 10 | 2 | -0.5391
V_ang(Deg) | 10 | 3 | -0.51172
V_ang(Deg) | 10 | 4 | -0.55243
V_ang(Deg) | 10 | 5 | -0.49534
V_ang(Deg) | 10 | 6 | -0.46182
V_ang(Deg) | 10 | 7 | -0.48228
V_ang(Deg) | 10 | 8 | -0.48371
V_ang(Deg) | 10 | 9 | -0.42412
V_ang(Deg) | 10 | 10 | -0.34245
V_ang(Deg) | 10 | 11 | -0.2141
V_ang(Deg) | 10 | 12 | -0.086844
V_ang(Deg) | 10 | 13 | -8.4885e-05
V_ang(Deg) | 10 | 14 | -0.075534
V_ang(Deg) | 10 | 15 | -0.13161
V_ang(Deg) | 10 | 16 | -0.25979
V_ang(Deg) | 10 | 17 | -0.33802
V_ang(Deg) | 10 | 18 | -0.46566
V_ang(Deg) | 10 | 19 | -0.58026
V_ang(Deg) | 10 | 20 | -0.65518
V_ang(Deg) | 10 | 21 | -0.65279
V_ang(Deg) | 10 | 22 | -0.66633
V_ang(Deg) | 10 | 23 | -0.64961
V_ang(Deg) | 10 | 24 | -0.58705
V_ang(Deg) | 11 | 1 | -0.53749
V_ang(Deg) | 11 | 2 | -0.53911
V_ang(Deg) | 11 | 3 | -0.51173
V_ang(Deg) | 11 | 4 | -0.55244
V_ang(Deg) | 11 | 5 | -0.49535
V_ang(Deg) | 11 | 6 | -0.46183
V_ang(Deg) | 11 | 7 | -0.48229
V_ang(Deg) | 11 | 8 | -0.48372
V_ang(Deg) | 11 | 9 | -0.42413
V_ang(Deg) | 11 | 10 | -0.34246
V_ang(Deg) | 11 | 11 | -0.21411
V_ang(Deg) | 11 | 12 | -0.086856
V_ang(Deg) | 11 | 13 | -9.6641e-05
V_ang(Deg) | 11 | 14 | -0.075546
V_ang(Deg) | 11 | 15 | -0.13162
V_ang(Deg) | 11 | 16 | -0.2598
V_ang(Deg) | 11 | 17 | -0.33803
V_ang(Deg) | 11 | 18 | -0.46567
V_ang(Deg) | 11 | 19 | -0.58027
V_ang(Deg) | 11 | 20 | -0.65519
V_ang(Deg) | 11 | 21 | -0.6528
V_ang(Deg) | 11 | 22 | -0.66634
V_ang(Deg) | 11 | 23 | -0.64962
V_ang(Deg) | 11 | 24 | -0.58706
V_ang(Deg) | 12 | 1 | -0.53917
V_ang(Deg) | 12 | 2 | -0.54079
V_ang(Deg) | 12 | 3 | -0.51333
V_ang(Deg) | 12 | 4 | -0.55417
V_ang(Deg) | 12 | 5 | -0.49689
V_ang(Deg) | 12 | 6 | -0.46339
V_ang(Deg) | 12 | 7 | -0.48392
V_ang(Deg) | 12 | 8 | -0.48548
V_ang(Deg) | 12 | 9 | -0.42609
V_ang(Deg) | 12 | 10 | -0.34454
V_ang(Deg) | 12 | 11 | -0.21628
V_ang(Deg) | 12 | 12 | -0.088992
V_ang(Deg) | 12 | 13 | -0.0021976
V_ang(Deg) | 12 | 14 | -0.07764
V_ang(Deg) | 12 | 15 | -0.13376
V_ang(Deg) | 12 | 16 | -0.26186
V_ang(Deg) | 12 | 17 | -0.34008
V_ang(Deg) | 12 | 18 | -0.46776
V_ang(Deg) | 12 | 19 | -0.58234
V_ang(Deg) | 12 | 20 | -0.65725
V_ang(Deg) | 12 | 21 | -0.65486
V_ang(Deg) | 12 | 22 | -0.66844
V_ang(Deg) | 12 | 23 | -0.65167
V_ang(Deg) | 12 | 24 | -0.5889
V_ang(Deg) | 13 | 1 | -0.55065
V_ang(Deg) | 13 | 2 | -0.55231
V_ang(Deg) | 13 | 3 | -0.52424
V_ang(Deg) | 13 | 4 | -0.56598
V_ang(Deg) | 13 | 5 | -0.50744
V_ang(Deg) | 13 | 6 | -0.47406
V_ang(Deg) | 13 | 7 | -0.49505
V_ang(Deg) | 13 | 8 | -0.49754
V_ang(Deg) | 13 | 9 | -0.43947
V_ang(Deg) | 13 | 10 | -0.35878
V_ang(Deg) | 13 | 11 | -0.23112
V_ang(Deg) | 13 | 12 | -0.1036
V_ang(Deg) | 13 | 13 | -0.016561
V_ang(Deg) | 13 | 14 | -0.091952
V_ang(Deg) | 13 | 15 | -0.1484
V_ang(Deg) | 13 | 16 | -0.27591
V_ang(Deg) | 13 | 17 | -0.35415
V_ang(Deg) | 13 | 18 | -0.48204
V_ang(Deg) | 13 | 19 | -0.5965
V_ang(Deg) | 13 | 20 | -0.67135
V_ang(Deg) | 13 | 21 | -0.6689
V_ang(Deg) | 13 | 22 | -0.68278
V_ang(Deg) | 13 | 23 | -0.66564
V_ang(Deg) | 13 | 24 | -0.60148
V_ang(Deg) | 14 | 1 | -0.5631
V_ang(Deg) | 14 | 2 | -0.5648
V_ang(Deg) | 14 | 3 | -0.53607
V_ang(Deg) | 14 | 4 | -0.57879
V_ang(Deg) | 14 | 5 | -0.51889
V_ang(Deg) | 14 | 6 | -0.48562
V_ang(Deg) | 14 | 7 | -0.50711
V_ang(Deg) | 14 | 8 | -0.51061
V_ang(Deg) | 14 | 9 | -0.45399
V_ang(Deg) | 14 | 10 | -0.37424
V_ang(Deg) | 14 | 11 | -0.24724
V_ang(Deg) | 14 | 12 | -0.11945
V_ang(Deg) | 14 | 13 | -0.032153
V_ang(Deg) | 14 | 14 | -0.10749
V_ang(Deg) | 14 | 15 | -0.16429
V_ang(Deg) | 14 | 16 | -0.29115
V_ang(Deg) | 14 | 17 | -0.36942
V_ang(Deg) | 14 | 18 | -0.49754
V_ang(Deg) | 14 | 19 | -0.61187
V_ang(Deg) | 14 | 20 | -0.68665
V_ang(Deg) | 14 | 21 | -0.68414
V_ang(Deg) | 14 | 22 | -0.69836
V_ang(Deg) | 14 | 23 | -0.6808
V_ang(Deg) | 14 | 24 | -0.61512
V_ang(Deg) | 15 | 1 | -0.88988
V_ang(Deg) | 15 | 2 | -0.8926
V_ang(Deg) | 15 | 3 | -0.84647
V_ang(Deg) | 15 | 4 | -0.9151
V_ang(Deg) | 15 | 5 | -0.81891
V_ang(Deg) | 15 | 6 | -0.69303
V_ang(Deg) | 15 | 7 | -0.72752
V_ang(Deg) | 15 | 8 | -0.66093
V_ang(Deg) | 15 | 9 | -0.35467
V_ang(Deg) | 15 | 10 | -0.015855
V_ang(Deg) | 15 | 11 | 0.46343
V_ang(Deg) | 15 | 12 | 0.8641
V_ang(Deg) | 15 | 13 | 1.1316
V_ang(Deg) | 15 | 14 | 0.882
V_ang(Deg) | 15 | 15 | 0.73047
V_ang(Deg) | 15 | 16 | 0.2557
V_ang(Deg) | 15 | 17 | -0.0067772
V_ang(Deg) | 15 | 18 | -0.4211
V_ang(Deg) | 15 | 19 | -0.82023
V_ang(Deg) | 15 | 20 | -1.0892
V_ang(Deg) | 15 | 21 | -1.0851
V_ang(Deg) | 15 | 22 | -1.1082
V_ang(Deg) | 15 | 23 | -1.0797
V_ang(Deg) | 15 | 24 | -0.97361
V_ang(Deg) | 16 | 1 | -0.91923
V_ang(Deg) | 16 | 2 | -0.92205
V_ang(Deg) | 16 | 3 | -0.87434
V_ang(Deg) | 16 | 4 | -0.94532
V_ang(Deg) | 16 | 5 | -0.84584
V_ang(Deg) | 16 | 6 | -0.70941
V_ang(Deg) | 16 | 7 | -0.74506
V_ang(Deg) | 16 | 8 | -0.66996
V_ang(Deg) | 16 | 9 | -0.33482
V_ang(Deg) | 16 | 10 | 0.033314
V_ang(Deg) | 16 | 11 | 0.55161
V_ang(Deg) | 16 | 12 | 0.9816
V_ang(Deg) | 16 | 13 | 1.2682
V_ang(Deg) | 16 | 14 | 0.99991
V_ang(Deg) | 16 | 15 | 0.83843
V_ang(Deg) | 16 | 16 | 0.32544
V_ang(Deg) | 16 | 17 | 0.04274
V_ang(Deg) | 16 | 18 | -0.40319
V_ang(Deg) | 16 | 19 | -0.8344
V_ang(Deg) | 16 | 20 | -1.1255
V_ang(Deg) | 16 | 21 | -1.1213
V_ang(Deg) | 16 | 22 | -1.1451
V_ang(Deg) | 16 | 23 | -1.1157
V_ang(Deg) | 16 | 24 | -1.0059
V_ang(Deg) | 17 | 1 | -1.0618
V_ang(Deg) | 17 | 2 | -1.065
V_ang(Deg) | 17 | 3 | -1.0095
V_ang(Deg) | 17 | 4 | -1.0921
V_ang(Deg) | 17 | 5 | -0.97639
V_ang(Deg) | 17 | 6 | -0.80396
V_ang(Deg) | 17 | 7 | -0.84537
V_ang(Deg) | 17 | 8 | -0.74439
V_ang(Deg) | 17 | 9 | -0.31498
V_ang(Deg) | 17 | 10 | 0.15008
V_ang(Deg) | 17 | 11 | 0.79809
V_ang(Deg) | 17 | 12 | 1.327
V_ang(Deg) | 17 | 13 | 1.6779
V_ang(Deg) | 17 | 14 | 1.3476
V_ang(Deg) | 17 | 15 | 1.1519
V_ang(Deg) | 17 | 16 | 0.51253
V_ang(Deg) | 17 | 17 | 0.1613
V_ang(Deg) | 17 | 18 | -0.39328
V_ang(Deg) | 17 | 19 | -0.93463
V_ang(Deg) | 17 | 20 | -1.3023
V_ang(Deg) | 17 | 21 | -1.2974
V_ang(Deg) | 17 | 22 | -1.3252
V_ang(Deg) | 17 | 23 | -1.2908
V_ang(Deg) | 17 | 24 | -1.1627
V_ang(Deg) | 18 | 1 | -1.0848
V_ang(Deg) | 18 | 2 | -1.0882
V_ang(Deg) | 18 | 3 | -1.0314
V_ang(Deg) | 18 | 4 | -1.1159
V_ang(Deg) | 18 | 5 | -0.99749
V_ang(Deg) | 18 | 6 | -0.81356
V_ang(Deg) | 18 | 7 | -0.85588
V_ang(Deg) | 18 | 8 | -0.74501
V_ang(Deg) | 18 | 9 | -0.28367
V_ang(Deg) | 18 | 10 | 0.21308
V_ang(Deg) | 18 | 11 | 0.90224
V_ang(Deg) | 18 | 12 | 1.461
V_ang(Deg) | 18 | 13 | 1.8312
V_ang(Deg) | 18 | 14 | 1.4819
V_ang(Deg) | 18 | 15 | 1.2762
V_ang(Deg) | 18 | 16 | 0.59689
V_ang(Deg) | 18 | 17 | 0.22453
V_ang(Deg) | 18 | 18 | -0.36333
V_ang(Deg) | 18 | 19 | -0.9392
V_ang(Deg) | 18 | 20 | -1.3309
V_ang(Deg) | 18 | 21 | -1.3259
V_ang(Deg) | 18 | 22 | -1.3544
V_ang(Deg) | 18 | 23 | -1.3192
V_ang(Deg) | 18 | 24 | -1.188
V_ang(Deg) | 19 | 1 | -0.021858
V_ang(Deg) | 19 | 2 | -0.021919
V_ang(Deg) | 19 | 3 | -0.020873
V_ang(Deg) | 19 | 4 | -0.022426
V_ang(Deg) | 19 | 5 | -0.020244
V_ang(Deg) | 19 | 6 | -0.016789
V_ang(Deg) | 19 | 7 | -0.017068
V_ang(Deg) | 19 | 8 | -0.013423
V_ang(Deg) | 19 | 9 | -0.0015365
V_ang(Deg) | 19 | 10 | 0.012285
V_ang(Deg) | 19 | 11 | 0.027615
V_ang(Deg) | 19 | 12 | 0.041329
V_ang(Deg) | 19 | 13 | 0.04922
V_ang(Deg) | 19 | 14 | 0.040235
V_ang(Deg) | 19 | 15 | 0.032192
V_ang(Deg) | 19 | 16 | 0.017321
V_ang(Deg) | 19 | 17 | 0.0093726
V_ang(Deg) | 19 | 18 | -0.004664
V_ang(Deg) | 19 | 19 | -0.019115
V_ang(Deg) | 19 | 20 | -0.02627
V_ang(Deg) | 19 | 21 | -0.026182
V_ang(Deg) | 19 | 22 | -0.026681
V_ang(Deg) | 19 | 23 | -0.026065
V_ang(Deg) | 19 | 24 | -0.023733
V_ang(Deg) | 20 | 1 | -0.27707
V_ang(Deg) | 20 | 2 | -0.27789
V_ang(Deg) | 20 | 3 | -0.26403
V_ang(Deg) | 20 | 4 | -0.28463
V_ang(Deg) | 20 | 5 | -0.25572
V_ang(Deg) | 20 | 6 | -0.22924
V_ang(Deg) | 20 | 7 | -0.23935
V_ang(Deg) | 20 | 8 | -0.22978
V_ang(Deg) | 20 | 9 | -0.16942
V_ang(Deg) | 20 | 10 | -0.097288
V_ang(Deg) | 20 | 11 | 0.0068264
V_ang(Deg) | 20 | 12 | 0.10115
V_ang(Deg) | 20 | 13 | 0.16438
V_ang(Deg) | 20 | 14 | 0.1061
V_ang(Deg) | 20 | 15 | 0.06626
V_ang(Deg) | 20 | 16 | -0.037604
V_ang(Deg) | 20 | 17 | -0.096619
V_ang(Deg) | 20 | 18 | -0.19114
V_ang(Deg) | 20 | 19 | -0.27948
V_ang(Deg) | 20 | 20 | -0.33634
V_ang(Deg) | 20 | 21 | -0.33514
V_ang(Deg) | 20 | 22 | -0.34192
V_ang(Deg) | 20 | 23 | -0.33354
V_ang(Deg) | 20 | 24 | -0.30209
V_ang(Deg) | 21 | 1 | -0.38556
V_ang(Deg) | 21 | 2 | -0.38671
V_ang(Deg) | 21 | 3 | -0.36724
V_ang(Deg) | 21 | 4 | -0.39618
V_ang(Deg) | 21 | 5 | -0.35559
V_ang(Deg) | 21 | 6 | -0.32056
V_ang(Deg) | 21 | 7 | -0.33495
V_ang(Deg) | 21 | 8 | -0.32428
V_ang(Deg) | 21 | 9 | -0.24731
V_ang(Deg) | 21 | 10 | -0.15443
V_ang(Deg) | 21 | 11 | -0.018173
V_ang(Deg) | 21 | 12 | 0.10595
V_ang(Deg) | 21 | 13 | 0.18957
V_ang(Deg) | 21 | 14 | 0.11344
V_ang(Deg) | 21 | 15 | 0.061626
V_ang(Deg) | 21 | 16 | -0.074252
V_ang(Deg) | 21 | 17 | -0.15222
V_ang(Deg) | 21 | 18 | -0.27712
V_ang(Deg) | 21 | 19 | -0.39326
V_ang(Deg) | 21 | 20 | -0.46902
V_ang(Deg) | 21 | 21 | -0.46733
V_ang(Deg) | 21 | 22 | -0.47691
V_ang(Deg) | 21 | 23 | -0.46508
V_ang(Deg) | 21 | 24 | -0.42075
V_ang(Deg) | 22 | 1 | -0.45449
V_ang(Deg) | 22 | 2 | -0.45584
V_ang(Deg) | 22 | 3 | -0.4328
V_ang(Deg) | 22 | 4 | -0.46706
V_ang(Deg) | 22 | 5 | -0.41901
V_ang(Deg) | 22 | 6 | -0.38466
V_ang(Deg) | 22 | 7 | -0.4018
V_ang(Deg) | 22 | 8 | -0.3966
V_ang(Deg) | 22 | 9 | -0.32748
V_ang(Deg) | 22 | 10 | -0.23966
V_ang(Deg) | 22 | 11 | -0.10697
V_ang(Deg) | 22 | 12 | 0.018566
V_ang(Deg) | 22 | 13 | 0.1036
V_ang(Deg) | 22 | 14 | 0.027782
V_ang(Deg) | 22 | 15 | -0.025956
V_ang(Deg) | 22 | 16 | -0.15836
V_ang(Deg) | 22 | 17 | -0.23645
V_ang(Deg) | 22 | 18 | -0.36258
V_ang(Deg) | 22 | 19 | -0.47803
V_ang(Deg) | 22 | 20 | -0.55341
V_ang(Deg) | 22 | 21 | -0.55141
V_ang(Deg) | 22 | 22 | -0.56277
V_ang(Deg) | 22 | 23 | -0.54873
V_ang(Deg) | 22 | 24 | -0.49618
V_ang(Deg) | 23 | 1 | 0.10484
V_ang(Deg) | 23 | 2 | 0.10516
V_ang(Deg) | 23 | 3 | 0.099802
V_ang(Deg) | 23 | 4 | 0.10777
V_ang(Deg) | 23 | 5 | 0.096597
V_ang(Deg) | 23 | 6 | 0.098539
V_ang(Deg) | 23 | 7 | 0.10985
V_ang(Deg) | 23 | 8 | 0.14058
V_ang(Deg) | 23 | 9 | 0.1984
V_ang(Deg) | 23 | 10 | 0.26653
V_ang(Deg) | 23 | 11 | 0.2975
V_ang(Deg) | 23 | 12 | 0.32721
V_ang(Deg) | 23 | 13 | 0.3271
V_ang(Deg) | 23 | 14 | 0.30301
V_ang(Deg) | 23 | 15 | 0.25451
V_ang(Deg) | 23 | 16 | 0.23084
V_ang(Deg) | 23 | 17 | 0.22182
V_ang(Deg) | 23 | 18 | 0.18473
V_ang(Deg) | 23 | 19 | 0.13038
V_ang(Deg) | 23 | 20 | 0.12789
V_ang(Deg) | 23 | 21 | 0.12743
V_ang(Deg) | 23 | 22 | 0.13008
V_ang(Deg) | 23 | 23 | 0.1268
V_ang(Deg) | 23 | 24 | 0.11455
V_ang(Deg) | 24 | 1 | 0.13196
V_ang(Deg) | 24 | 2 | 0.13236
V_ang(Deg) | 24 | 3 | 0.12561
V_ang(Deg) | 24 | 4 | 0.13564
V_ang(Deg) | 24 | 5 | 0.12158
V_ang(Deg) | 24 | 6 | 0.12383
V_ang(Deg) | 24 | 7 | 0.14538
V_ang(Deg) | 24 | 8 | 0.20579
V_ang(Deg) | 24 | 9 | 0.32175
V_ang(Deg) | 24 | 10 | 0.4646
V_ang(Deg) | 24 | 11 | 0.52445
V_ang(Deg) | 24 | 12 | 0.58932
V_ang(Deg) | 24 | 13 | 0.5886
V_ang(Deg) | 24 | 14 | 0.53752
V_ang(Deg) | 24 | 15 | 0.42703
V_ang(Deg) | 24 | 16 | 0.38343
V_ang(Deg) | 24 | 17 | 0.36529
V_ang(Deg) | 24 | 18 | 0.28301
V_ang(Deg) | 24 | 19 | 0.16375
V_ang(Deg) | 24 | 20 | 0.16098
V_ang(Deg) | 24 | 21 | 0.16039
V_ang(Deg) | 24 | 22 | 0.16373
V_ang(Deg) | 24 | 23 | 0.15961
V_ang(Deg) | 24 | 24 | 0.14418
V_ang(Deg) | 25 | 1 | 0.19552
V_ang(Deg) | 25 | 2 | 0.19612
V_ang(Deg) | 25 | 3 | 0.18606
V_ang(Deg) | 25 | 4 | 0.20102
V_ang(Deg) | 25 | 5 | 0.18005
V_ang(Deg) | 25 | 6 | 0.18305
V_ang(Deg) | 25 | 7 | 0.21628
V_ang(Deg) | 25 | 8 | 0.30929
V_ang(Deg) | 25 | 9 | 0.48751
V_ang(Deg) | 25 | 10 | 0.70718
V_ang(Deg) | 25 | 11 | 0.79781
V_ang(Deg) | 25 | 12 | 0.89648
V_ang(Deg) | 25 | 13 | 0.89447
V_ang(Deg) | 25 | 14 | 0.81669
V_ang(Deg) | 25 | 15 | 0.64637
V_ang(Deg) | 25 | 16 | 0.58076
V_ang(Deg) | 25 | 17 | 0.5535
V_ang(Deg) | 25 | 18 | 0.4269
V_ang(Deg) | 25 | 19 | 0.2423
V_ang(Deg) | 25 | 20 | 0.23886
V_ang(Deg) | 25 | 21 | 0.23798
V_ang(Deg) | 25 | 22 | 0.24298
V_ang(Deg) | 25 | 23 | 0.23681
V_ang(Deg) | 25 | 24 | 0.21375
V_ang(Deg) | 26 | 1 | 0.024433
V_ang(Deg) | 26 | 2 | 0.024508
V_ang(Deg) | 26 | 3 | 0.023223
V_ang(Deg) | 26 | 4 | 0.025136
V_ang(Deg) | 26 | 5 | 0.022457
V_ang(Deg) | 26 | 6 | 0.023477
V_ang(Deg) | 26 | 7 | 0.027852
V_ang(Deg) | 26 | 8 | 0.040775
V_ang(Deg) | 26 | 9 | 0.066361
V_ang(Deg) | 26 | 10 | 0.097912
V_ang(Deg) | 26 | 11 | 0.11275
V_ang(Deg) | 26 | 12 | 0.12855
V_ang(Deg) | 26 | 13 | 0.12978
V_ang(Deg) | 26 | 14 | 0.11764
V_ang(Deg) | 26 | 15 | 0.093469
V_ang(Deg) | 26 | 16 | 0.082058
V_ang(Deg) | 26 | 17 | 0.077038
V_ang(Deg) | 26 | 18 | 0.058027
V_ang(Deg) | 26 | 19 | 0.031687
V_ang(Deg) | 26 | 20 | 0.030006
V_ang(Deg) | 26 | 21 | 0.029892
V_ang(Deg) | 26 | 22 | 0.030538
V_ang(Deg) | 26 | 23 | 0.02974
V_ang(Deg) | 26 | 24 | 0.02677
V_ang(Deg) | 27 | 1 | 0.023136
V_ang(Deg) | 27 | 2 | 0.023208
V_ang(Deg) | 27 | 3 | 0.021989
V_ang(Deg) | 27 | 4 | 0.023804
V_ang(Deg) | 27 | 5 | 0.021262
V_ang(Deg) | 27 | 6 | 0.022267
V_ang(Deg) | 27 | 7 | 0.026592
V_ang(Deg) | 27 | 8 | 0.039413
V_ang(Deg) | 27 | 9 | 0.064849
V_ang(Deg) | 27 | 10 | 0.096303
V_ang(Deg) | 27 | 11 | 0.11107
V_ang(Deg) | 27 | 12 | 0.12689
V_ang(Deg) | 27 | 13 | 0.12814
V_ang(Deg) | 27 | 14 | 0.11601
V_ang(Deg) | 27 | 15 | 0.091799
V_ang(Deg) | 27 | 16 | 0.080461
V_ang(Deg) | 27 | 17 | 0.075445
V_ang(Deg) | 27 | 18 | 0.056417
V_ang(Deg) | 27 | 19 | 0.030096
V_ang(Deg) | 27 | 20 | 0.028428
V_ang(Deg) | 27 | 21 | 0.02832
V_ang(Deg) | 27 | 22 | 0.028934
V_ang(Deg) | 27 | 23 | 0.028176
V_ang(Deg) | 27 | 24 | 0.025355
V_ang(Deg) | 28 | 1 | 0.013256
V_ang(Deg) | 28 | 2 | 0.013298
V_ang(Deg) | 28 | 3 | 0.01258
V_ang(Deg) | 28 | 4 | 0.013649
V_ang(Deg) | 28 | 5 | 0.012153
V_ang(Deg) | 28 | 6 | 0.013045
V_ang(Deg) | 28 | 7 | 0.016987
V_ang(Deg) | 28 | 8 | 0.02903
V_ang(Deg) | 28 | 9 | 0.053324
V_ang(Deg) | 28 | 10 | 0.084031
V_ang(Deg) | 28 | 11 | 0.098218
V_ang(Deg) | 28 | 12 | 0.11419
V_ang(Deg) | 28 | 13 | 0.1156
V_ang(Deg) | 28 | 14 | 0.10354
V_ang(Deg) | 28 | 15 | 0.079057
V_ang(Deg) | 28 | 16 | 0.068287
V_ang(Deg) | 28 | 17 | 0.063293
V_ang(Deg) | 28 | 18 | 0.044141
V_ang(Deg) | 28 | 19 | 0.017963
V_ang(Deg) | 28 | 20 | 0.016395
V_ang(Deg) | 28 | 21 | 0.01633
V_ang(Deg) | 28 | 22 | 0.016697
V_ang(Deg) | 28 | 23 | 0.016244
V_ang(Deg) | 28 | 24 | 0.014567
V_ang(Deg) | 29 | 1 | 0.23514
V_ang(Deg) | 29 | 2 | 0.23585
V_ang(Deg) | 29 | 3 | 0.22372
V_ang(Deg) | 29 | 4 | 0.24177
V_ang(Deg) | 29 | 5 | 0.21647
V_ang(Deg) | 29 | 6 | 0.21994
V_ang(Deg) | 29 | 7 | 0.26156
V_ang(Deg) | 29 | 8 | 0.37819
V_ang(Deg) | 29 | 9 | 0.60168
V_ang(Deg) | 29 | 10 | 0.87739
V_ang(Deg) | 29 | 11 | 0.99024
V_ang(Deg) | 29 | 12 | 1.1137
V_ang(Deg) | 29 | 13 | 1.1108
V_ang(Deg) | 29 | 14 | 1.0136
V_ang(Deg) | 29 | 15 | 0.79926
V_ang(Deg) | 29 | 16 | 0.71779
V_ang(Deg) | 29 | 17 | 0.68382
V_ang(Deg) | 29 | 18 | 0.5244
V_ang(Deg) | 29 | 19 | 0.29134
V_ang(Deg) | 29 | 20 | 0.28748
V_ang(Deg) | 29 | 21 | 0.28642
V_ang(Deg) | 29 | 22 | 0.29246
V_ang(Deg) | 29 | 23 | 0.285
V_ang(Deg) | 29 | 24 | 0.25715
V_ang(Deg) | 30 | 1 | 0.30894
V_ang(Deg) | 30 | 2 | 0.30989
V_ang(Deg) | 30 | 3 | 0.29386
V_ang(Deg) | 30 | 4 | 0.31771
V_ang(Deg) | 30 | 5 | 0.28428
V_ang(Deg) | 30 | 6 | 0.28863
V_ang(Deg) | 30 | 7 | 0.33627
V_ang(Deg) | 30 | 8 | 0.46808
V_ang(Deg) | 30 | 9 | 0.71851
V_ang(Deg) | 30 | 10 | 1.0235
V_ang(Deg) | 30 | 11 | 1.1495
V_ang(Deg) | 30 | 12 | 1.283
V_ang(Deg) | 30 | 13 | 1.2788
V_ang(Deg) | 30 | 14 | 1.1726
V_ang(Deg) | 30 | 15 | 0.94048
V_ang(Deg) | 30 | 16 | 0.84861
V_ang(Deg) | 30 | 17 | 0.81154
V_ang(Deg) | 30 | 18 | 0.63832
V_ang(Deg) | 30 | 19 | 0.38288
V_ang(Deg) | 30 | 20 | 0.37823
V_ang(Deg) | 30 | 21 | 0.37682
V_ang(Deg) | 30 | 22 | 0.38483
V_ang(Deg) | 30 | 23 | 0.37494
V_ang(Deg) | 30 | 24 | 0.33805
V_ang(Deg) | 31 | 1 | 0.28633
V_ang(Deg) | 31 | 2 | 0.28721
V_ang(Deg) | 31 | 3 | 0.27237
V_ang(Deg) | 31 | 4 | 0.29444
V_ang(Deg) | 31 | 5 | 0.26351
V_ang(Deg) | 31 | 6 | 0.26759
V_ang(Deg) | 31 | 7 | 0.31436
V_ang(Deg) | 31 | 8 | 0.44445
V_ang(Deg) | 31 | 9 | 0.69243
V_ang(Deg) | 31 | 10 | 0.99602
V_ang(Deg) | 31 | 11 | 1.1209
V_ang(Deg) | 31 | 12 | 1.2549
V_ang(Deg) | 31 | 13 | 1.2511
V_ang(Deg) | 31 | 14 | 1.1448
V_ang(Deg) | 31 | 15 | 0.91175
V_ang(Deg) | 31 | 16 | 0.82114
V_ang(Deg) | 31 | 17 | 0.78407
V_ang(Deg) | 31 | 18 | 0.61029
V_ang(Deg) | 31 | 19 | 0.35482
V_ang(Deg) | 31 | 20 | 0.35041
V_ang(Deg) | 31 | 21 | 0.34911
V_ang(Deg) | 31 | 22 | 0.35651
V_ang(Deg) | 31 | 23 | 0.34737
V_ang(Deg) | 31 | 24 | 0.31326
V_ang(Deg) | 32 | 1 | -1.1288
V_ang(Deg) | 32 | 2 | -1.1323
V_ang(Deg) | 32 | 3 | -1.0731
V_ang(Deg) | 32 | 4 | -1.1612
V_ang(Deg) | 32 | 5 | -1.0378
V_ang(Deg) | 32 | 6 | -0.85401
V_ang(Deg) | 32 | 7 | -0.89817
V_ang(Deg) | 32 | 8 | -0.79068
V_ang(Deg) | 32 | 9 | -0.3336
V_ang(Deg) | 32 | 10 | 0.16083
V_ang(Deg) | 32 | 11 | 0.84904
V_ang(Deg) | 32 | 12 | 1.4097
V_ang(Deg) | 32 | 13 | 1.7813
V_ang(Deg) | 32 | 14 | 1.4316
V_ang(Deg) | 32 | 15 | 1.2244
V_ang(Deg) | 32 | 16 | 0.54605
V_ang(Deg) | 32 | 17 | 0.17294
V_ang(Deg) | 32 | 18 | -0.41682
V_ang(Deg) | 32 | 19 | -0.99336
V_ang(Deg) | 32 | 20 | -1.3856
V_ang(Deg) | 32 | 21 | -1.3804
V_ang(Deg) | 32 | 22 | -1.4101
V_ang(Deg) | 32 | 23 | -1.3734
V_ang(Deg) | 32 | 24 | -1.2365
V_ang(Deg) | 33 | 1 | -1.1049
V_ang(Deg) | 33 | 2 | -1.1083
V_ang(Deg) | 33 | 3 | -1.0504
V_ang(Deg) | 33 | 4 | -1.1366
V_ang(Deg) | 33 | 5 | -1.0159
V_ang(Deg) | 33 | 6 | -0.83202
V_ang(Deg) | 33 | 7 | -0.87519
V_ang(Deg) | 33 | 8 | -0.76586
V_ang(Deg) | 33 | 9 | -0.30645
V_ang(Deg) | 33 | 10 | 0.18924
V_ang(Deg) | 33 | 11 | 0.87797
V_ang(Deg) | 33 | 12 | 1.4376
V_ang(Deg) | 33 | 13 | 1.8084
V_ang(Deg) | 33 | 14 | 1.459
V_ang(Deg) | 33 | 15 | 1.2526
V_ang(Deg) | 33 | 16 | 0.57369
V_ang(Deg) | 33 | 17 | 0.20099
V_ang(Deg) | 33 | 18 | -0.38773
V_ang(Deg) | 33 | 19 | -0.96391
V_ang(Deg) | 33 | 20 | -1.3559
V_ang(Deg) | 33 | 21 | -1.3507
V_ang(Deg) | 33 | 22 | -1.3798
V_ang(Deg) | 33 | 23 | -1.3439
V_ang(Deg) | 33 | 24 | -1.2102

## PGen
Variable_name | Index: Gens | Index: Buses | Index: Times | Value
PGen | 1 | 1 | 1 | 0.2944
PGen | 1 | 1 | 2 | 0.29528
PGen | 1 | 1 | 3 | 0.28034
PGen | 1 | 1 | 4 | 0.30255
PGen | 1 | 1 | 5 | 0.2714
PGen | 1 | 1 | 6 | 0.26846
PGen | 1 | 1 | 7 | 0.27575
PGen | 1 | 1 | 8 | 0.28027
PGen | 1 | 1 | 9 | 0.27088
PGen | 1 | 1 | 10 | 0.24222
PGen | 1 | 1 | 11 | 0.22306
PGen | 1 | 1 | 12 | 0.18539
PGen | 1 | 1 | 13 | 0.16928
PGen | 1 | 1 | 14 | 0.19048
PGen | 1 | 1 | 15 | 0.2321
PGen | 1 | 1 | 16 | 0.2473
PGen | 1 | 1 | 17 | 0.26272
PGen | 1 | 1 | 18 | 0.30511
PGen | 1 | 1 | 19 | 0.34858
PGen | 1 | 1 | 20 | 0.35854
PGen | 1 | 1 | 21 | 0.35724
PGen | 1 | 1 | 22 | 0.36461
PGen | 1 | 1 | 23 | 0.35551
PGen | 1 | 1 | 24 | 0.32143
PGen | 1 | 2 | 1 | 0
PGen | 1 | 2 | 2 | 0
PGen | 1 | 2 | 3 | 0
PGen | 1 | 2 | 4 | 0
PGen | 1 | 2 | 5 | 0
PGen | 1 | 2 | 6 | 0
PGen | 1 | 2 | 7 | 0
PGen | 1 | 2 | 8 | 0
PGen | 1 | 2 | 9 | 0
PGen | 1 | 2 | 10 | 0
PGen | 1 | 2 | 11 | 0
PGen | 1 | 2 | 12 | 0
PGen | 1 | 2 | 13 | 0
PGen | 1 | 2 | 14 | 0
PGen | 1 | 2 | 15 | 0
PGen | 1 | 2 | 16 | 0
PGen | 1 | 2 | 17 | 0
PGen | 1 | 2 | 18 | 0
PGen | 1 | 2 | 19 | 0
PGen | 1 | 2 | 20 | 0
PGen | 1 | 2 | 21 | 0
PGen | 1 | 2 | 22 | 0
PGen | 1 | 2 | 23 | 0
PGen | 1 | 2 | 24 | 0
PGen | 1 | 3 | 1 | 0
PGen | 1 | 3 | 2 | 0
PGen | 1 | 3 | 3 | 0
PGen | 1 | 3 | 4 | 0
PGen | 1 | 3 | 5 | 0
PGen | 1 | 3 | 6 | 0
PGen | 1 | 3 | 7 | 0
PGen | 1 | 3 | 8 | 0
PGen | 1 | 3 | 9 | 0
PGen | 1 | 3 | 10 | 0
PGen | 1 | 3 | 11 | 0
PGen | 1 | 3 | 12 | 0
PGen | 1 | 3 | 13 | 0
PGen | 1 | 3 | 14 | 0
PGen | 1 | 3 | 15 | 0
PGen | 1 | 3 | 16 | 0
PGen | 1 | 3 | 17 | 0
PGen | 1 | 3 | 18 | 0
PGen | 1 | 3 | 19 | 0
PGen | 1 | 3 | 20 | 0
PGen | 1 | 3 | 21 | 0
PGen | 1 | 3 | 22 | 0
PGen | 1 | 3 | 23 | 0
PGen | 1 | 3 | 24 | 0
PGen | 1 | 4 | 1 | 0
PGen | 1 | 4 | 2 | 0
PGen | 1 | 4 | 3 | 0
PGen | 1 | 4 | 4 | 0
PGen | 1 | 4 | 5 | 0
PGen | 1 | 4 | 6 | 0
PGen | 1 | 4 | 7 | 0
PGen | 1 | 4 | 8 | 0
PGen | 1 | 4 | 9 | 0
PGen | 1 | 4 | 10 | 0
PGen | 1 | 4 | 11 | 0
PGen | 1 | 4 | 12 | 0
PGen | 1 | 4 | 13 | 0
PGen | 1 | 4 | 14 | 0
PGen | 1 | 4 | 15 | 0
PGen | 1 | 4 | 16 | 0
PGen | 1 | 4 | 17 | 0
PGen | 1 | 4 | 18 | 0
PGen | 1 | 4 | 19 | 0
PGen | 1 | 4 | 20 | 0
PGen | 1 | 4 | 21 | 0
PGen | 1 | 4 | 22 | 0
PGen | 1 | 4 | 23 | 0
PGen | 1 | 4 | 24 | 0
PGen | 1 | 5 | 1 | 0
PGen | 1 | 5 | 2 | 0
PGen | 1 | 5 | 3 | 0
PGen | 1 | 5 | 4 | 0
PGen | 1 | 5 | 5 | 0
PGen | 1 | 5 | 6 | 0
PGen | 1 | 5 | 7 | 0
PGen | 1 | 5 | 8 | 0
PGen | 1 | 5 | 9 | 0
PGen | 1 | 5 | 10 | 0
PGen | 1 | 5 | 11 | 0
PGen | 1 | 5 | 12 | 0
PGen | 1 | 5 | 13 | 0
PGen | 1 | 5 | 14 | 0
PGen | 1 | 5 | 15 | 0
PGen | 1 | 5 | 16 | 0
PGen | 1 | 5 | 17 | 0
PGen | 1 | 5 | 18 | 0
PGen | 1 | 5 | 19 | 0
PGen | 1 | 5 | 20 | 0
PGen | 1 | 5 | 21 | 0
PGen | 1 | 5 | 22 | 0
PGen | 1 | 5 | 23 | 0
PGen | 1 | 5 | 24 | 0
PGen | 1 | 6 | 1 | 0
PGen | 1 | 6 | 2 | 0
PGen | 1 | 6 | 3 | 0
PGen | 1 | 6 | 4 | 0
PGen | 1 | 6 | 5 | 0
PGen | 1 | 6 | 6 | 0
PGen | 1 | 6 | 7 | 0
PGen | 1 | 6 | 8 | 0
PGen | 1 | 6 | 9 | 0
PGen | 1 | 6 | 10 | 0
PGen | 1 | 6 | 11 | 0
PGen | 1 | 6 | 12 | 0
PGen | 1 | 6 | 13 | 0
PGen | 1 | 6 | 14 | 0
PGen | 1 | 6 | 15 | 0
PGen | 1 | 6 | 16 | 0
PGen | 1 | 6 | 17 | 0
PGen | 1 | 6 | 18 | 0
PGen | 1 | 6 | 19 | 0
PGen | 1 | 6 | 20 | 0
PGen | 1 | 6 | 21 | 0
PGen | 1 | 6 | 22 | 0
PGen | 1 | 6 | 23 | 0
PGen | 1 | 6 | 24 | 0
PGen | 1 | 7 | 1 | 0
PGen | 1 | 7 | 2 | 0
PGen | 1 | 7 | 3 | 0
PGen | 1 | 7 | 4 | 0
PGen | 1 | 7 | 5 | 0
PGen | 1 | 7 | 6 | 0
PGen | 1 | 7 | 7 | 0
PGen | 1 | 7 | 8 | 0
PGen | 1 | 7 | 9 | 0
PGen | 1 | 7 | 10 | 0
PGen | 1 | 7 | 11 | 0
PGen | 1 | 7 | 12 | 0
PGen | 1 | 7 | 13 | 0
PGen | 1 | 7 | 14 | 0
PGen | 1 | 7 | 15 | 0
PGen | 1 | 7 | 16 | 0
PGen | 1 | 7 | 17 | 0
PGen | 1 | 7 | 18 | 0
PGen | 1 | 7 | 19 | 0
PGen | 1 | 7 | 20 | 0
PGen | 1 | 7 | 21 | 0
PGen | 1 | 7 | 22 | 0
PGen | 1 | 7 | 23 | 0
PGen | 1 | 7 | 24 | 0
PGen | 1 | 8 | 1 | 0
PGen | 1 | 8 | 2 | 0
PGen | 1 | 8 | 3 | 0
PGen | 1 | 8 | 4 | 0
PGen | 1 | 8 | 5 | 0
PGen | 1 | 8 | 6 | 0
PGen | 1 | 8 | 7 | 0
PGen | 1 | 8 | 8 | 0
PGen | 1 | 8 | 9 | 0
PGen | 1 | 8 | 10 | 0
PGen | 1 | 8 | 11 | 0
PGen | 1 | 8 | 12 | 0
PGen | 1 | 8 | 13 | 0
PGen | 1 | 8 | 14 | 0
PGen | 1 | 8 | 15 | 0
PGen | 1 | 8 | 16 | 0
PGen | 1 | 8 | 17 | 0
PGen | 1 | 8 | 18 | 0
PGen | 1 | 8 | 19 | 0
PGen | 1 | 8 | 20 | 0
PGen | 1 | 8 | 21 | 0
PGen | 1 | 8 | 22 | 0
PGen | 1 | 8 | 23 | 0
PGen | 1 | 8 | 24 | 0
PGen | 1 | 9 | 1 | 0
PGen | 1 | 9 | 2 | 0
PGen | 1 | 9 | 3 | 0
PGen | 1 | 9 | 4 | 0
PGen | 1 | 9 | 5 | 0
PGen | 1 | 9 | 6 | 0
PGen | 1 | 9 | 7 | 0
PGen | 1 | 9 | 8 | 0
PGen | 1 | 9 | 9 | 0
PGen | 1 | 9 | 10 | 0
PGen | 1 | 9 | 11 | 0
PGen | 1 | 9 | 12 | 0
PGen | 1 | 9 | 13 | 0
PGen | 1 | 9 | 14 | 0
PGen | 1 | 9 | 15 | 0
PGen | 1 | 9 | 16 | 0
PGen | 1 | 9 | 17 | 0
PGen | 1 | 9 | 18 | 0
PGen | 1 | 9 | 19 | 0
PGen | 1 | 9 | 20 | 0
PGen | 1 | 9 | 21 | 0
PGen | 1 | 9 | 22 | 0
PGen | 1 | 9 | 23 | 0
PGen | 1 | 9 | 24 | 0
PGen | 1 | 10 | 1 | 0
PGen | 1 | 10 | 2 | 0
PGen | 1 | 10 | 3 | 0
PGen | 1 | 10 | 4 | 0
PGen | 1 | 10 | 5 | 0
PGen | 1 | 10 | 6 | 0
PGen | 1 | 10 | 7 | 0
PGen | 1 | 10 | 8 | 0
PGen | 1 | 10 | 9 | 0
PGen | 1 | 10 | 10 | 0
PGen | 1 | 10 | 11 | 0
PGen | 1 | 10 | 12 | 0
PGen | 1 | 10 | 13 | 0
PGen | 1 | 10 | 14 | 0
PGen | 1 | 10 | 15 | 0
PGen | 1 | 10 | 16 | 0
PGen | 1 | 10 | 17 | 0
PGen | 1 | 10 | 18 | 0
PGen | 1 | 10 | 19 | 0
PGen | 1 | 10 | 20 | 0
PGen | 1 | 10 | 21 | 0
PGen | 1 | 10 | 22 | 0
PGen | 1 | 10 | 23 | 0
PGen | 1 | 10 | 24 | 0
PGen | 1 | 11 | 1 | 0
PGen | 1 | 11 | 2 | 0
PGen | 1 | 11 | 3 | 0
PGen | 1 | 11 | 4 | 0
PGen | 1 | 11 | 5 | 0
PGen | 1 | 11 | 6 | 0
PGen | 1 | 11 | 7 | 0
PGen | 1 | 11 | 8 | 0
PGen | 1 | 11 | 9 | 0
PGen | 1 | 11 | 10 | 0
PGen | 1 | 11 | 11 | 0
PGen | 1 | 11 | 12 | 0
PGen | 1 | 11 | 13 | 0
PGen | 1 | 11 | 14 | 0
PGen | 1 | 11 | 15 | 0
PGen | 1 | 11 | 16 | 0
PGen | 1 | 11 | 17 | 0
PGen | 1 | 11 | 18 | 0
PGen | 1 | 11 | 19 | 0
PGen | 1 | 11 | 20 | 0
PGen | 1 | 11 | 21 | 0
PGen | 1 | 11 | 22 | 0
PGen | 1 | 11 | 23 | 0
PGen | 1 | 11 | 24 | 0
PGen | 1 | 12 | 1 | 0
PGen | 1 | 12 | 2 | 0
PGen | 1 | 12 | 3 | 0
PGen | 1 | 12 | 4 | 0
PGen | 1 | 12 | 5 | 0
PGen | 1 | 12 | 6 | 0
PGen | 1 | 12 | 7 | 0
PGen | 1 | 12 | 8 | 0
PGen | 1 | 12 | 9 | 0
PGen | 1 | 12 | 10 | 0
PGen | 1 | 12 | 11 | 0
PGen | 1 | 12 | 12 | 0
PGen | 1 | 12 | 13 | 0
PGen | 1 | 12 | 14 | 0
PGen | 1 | 12 | 15 | 0
PGen | 1 | 12 | 16 | 0
PGen | 1 | 12 | 17 | 0
PGen | 1 | 12 | 18 | 0
PGen | 1 | 12 | 19 | 0
PGen | 1 | 12 | 20 | 0
PGen | 1 | 12 | 21 | 0
PGen | 1 | 12 | 22 | 0
PGen | 1 | 12 | 23 | 0
PGen | 1 | 12 | 24 | 0
PGen | 1 | 13 | 1 | 0
PGen | 1 | 13 | 2 | 0
PGen | 1 | 13 | 3 | 0
PGen | 1 | 13 | 4 | 0
PGen | 1 | 13 | 5 | 0
PGen | 1 | 13 | 6 | 0
PGen | 1 | 13 | 7 | 0
PGen | 1 | 13 | 8 | 0
PGen | 1 | 13 | 9 | 0
PGen | 1 | 13 | 10 | 0
PGen | 1 | 13 | 11 | 0
PGen | 1 | 13 | 12 | 0
PGen | 1 | 13 | 13 | 0
PGen | 1 | 13 | 14 | 0
PGen | 1 | 13 | 15 | 0
PGen | 1 | 13 | 16 | 0
PGen | 1 | 13 | 17 | 0
PGen | 1 | 13 | 18 | 0
PGen | 1 | 13 | 19 | 0
PGen | 1 | 13 | 20 | 0
PGen | 1 | 13 | 21 | 0
PGen | 1 | 13 | 22 | 0
PGen | 1 | 13 | 23 | 0
PGen | 1 | 13 | 24 | 0
PGen | 1 | 14 | 1 | 0
PGen | 1 | 14 | 2 | 0
PGen | 1 | 14 | 3 | 0
PGen | 1 | 14 | 4 | 0
PGen | 1 | 14 | 5 | 0
PGen | 1 | 14 | 6 | 0
PGen | 1 | 14 | 7 | 0
PGen | 1 | 14 | 8 | 0
PGen | 1 | 14 | 9 | 0
PGen | 1 | 14 | 10 | 0
PGen | 1 | 14 | 11 | 0
PGen | 1 | 14 | 12 | 0
PGen | 1 | 14 | 13 | 0
PGen | 1 | 14 | 14 | 0
PGen | 1 | 14 | 15 | 0
PGen | 1 | 14 | 16 | 0
PGen | 1 | 14 | 17 | 0
PGen | 1 | 14 | 18 | 0
PGen | 1 | 14 | 19 | 0
PGen | 1 | 14 | 20 | 0
PGen | 1 | 14 | 21 | 0
PGen | 1 | 14 | 22 | 0
PGen | 1 | 14 | 23 | 0
PGen | 1 | 14 | 24 | 0
PGen | 1 | 15 | 1 | 0
PGen | 1 | 15 | 2 | 0
PGen | 1 | 15 | 3 | 0
PGen | 1 | 15 | 4 | 0
PGen | 1 | 15 | 5 | 0
PGen | 1 | 15 | 6 | 0
PGen | 1 | 15 | 7 | 0
PGen | 1 | 15 | 8 | 0
PGen | 1 | 15 | 9 | 0
PGen | 1 | 15 | 10 | 0
PGen | 1 | 15 | 11 | 0
PGen | 1 | 15 | 12 | 0
PGen | 1 | 15 | 13 | 0
PGen | 1 | 15 | 14 | 0
PGen | 1 | 15 | 15 | 0
PGen | 1 | 15 | 16 | 0
PGen | 1 | 15 | 17 | 0
PGen | 1 | 15 | 18 | 0
PGen | 1 | 15 | 19 | 0
PGen | 1 | 15 | 20 | 0
PGen | 1 | 15 | 21 | 0
PGen | 1 | 15 | 22 | 0
PGen | 1 | 15 | 23 | 0
PGen | 1 | 15 | 24 | 0
PGen | 1 | 16 | 1 | 0
PGen | 1 | 16 | 2 | 0
PGen | 1 | 16 | 3 | 0
PGen | 1 | 16 | 4 | 0
PGen | 1 | 16 | 5 | 0
PGen | 1 | 16 | 6 | 0
PGen | 1 | 16 | 7 | 0
PGen | 1 | 16 | 8 | 0
PGen | 1 | 16 | 9 | 0
PGen | 1 | 16 | 10 | 0
PGen | 1 | 16 | 11 | 0
PGen | 1 | 16 | 12 | 0
PGen | 1 | 16 | 13 | 0
PGen | 1 | 16 | 14 | 0
PGen | 1 | 16 | 15 | 0
PGen | 1 | 16 | 16 | 0
PGen | 1 | 16 | 17 | 0
PGen | 1 | 16 | 18 | 0
PGen | 1 | 16 | 19 | 0
PGen | 1 | 16 | 20 | 0
PGen | 1 | 16 | 21 | 0
PGen | 1 | 16 | 22 | 0
PGen | 1 | 16 | 23 | 0
PGen | 1 | 16 | 24 | 0
PGen | 1 | 17 | 1 | 0
PGen | 1 | 17 | 2 | 0
PGen | 1 | 17 | 3 | 0
PGen | 1 | 17 | 4 | 0
PGen | 1 | 17 | 5 | 0
PGen | 1 | 17 | 6 | 0
PGen | 1 | 17 | 7 | 0
PGen | 1 | 17 | 8 | 0
PGen | 1 | 17 | 9 | 0
PGen | 1 | 17 | 10 | 0
PGen | 1 | 17 | 11 | 0
PGen | 1 | 17 | 12 | 0
PGen | 1 | 17 | 13 | 0
PGen | 1 | 17 | 14 | 0
PGen | 1 | 17 | 15 | 0
PGen | 1 | 17 | 16 | 0
PGen | 1 | 17 | 17 | 0
PGen | 1 | 17 | 18 | 0
PGen | 1 | 17 | 19 | 0
PGen | 1 | 17 | 20 | 0
PGen | 1 | 17 | 21 | 0
PGen | 1 | 17 | 22 | 0
PGen | 1 | 17 | 23 | 0
PGen | 1 | 17 | 24 | 0
PGen | 1 | 18 | 1 | 0
PGen | 1 | 18 | 2 | 0
PGen | 1 | 18 | 3 | 0
PGen | 1 | 18 | 4 | 0
PGen | 1 | 18 | 5 | 0
PGen | 1 | 18 | 6 | 0
PGen | 1 | 18 | 7 | 0
PGen | 1 | 18 | 8 | 0
PGen | 1 | 18 | 9 | 0
PGen | 1 | 18 | 10 | 0
PGen | 1 | 18 | 11 | 0
PGen | 1 | 18 | 12 | 0
PGen | 1 | 18 | 13 | 0
PGen | 1 | 18 | 14 | 0
PGen | 1 | 18 | 15 | 0
PGen | 1 | 18 | 16 | 0
PGen | 1 | 18 | 17 | 0
PGen | 1 | 18 | 18 | 0
PGen | 1 | 18 | 19 | 0
PGen | 1 | 18 | 20 | 0
PGen | 1 | 18 | 21 | 0
PGen | 1 | 18 | 22 | 0
PGen | 1 | 18 | 23 | 0
PGen | 1 | 18 | 24 | 0
PGen | 1 | 19 | 1 | 0
PGen | 1 | 19 | 2 | 0
PGen | 1 | 19 | 3 | 0
PGen | 1 | 19 | 4 | 0
PGen | 1 | 19 | 5 | 0
PGen | 1 | 19 | 6 | 0
PGen | 1 | 19 | 7 | 0
PGen | 1 | 19 | 8 | 0
PGen | 1 | 19 | 9 | 0
PGen | 1 | 19 | 10 | 0
PGen | 1 | 19 | 11 | 0
PGen | 1 | 19 | 12 | 0
PGen | 1 | 19 | 13 | 0
PGen | 1 | 19 | 14 | 0
PGen | 1 | 19 | 15 | 0
PGen | 1 | 19 | 16 | 0
PGen | 1 | 19 | 17 | 0
PGen | 1 | 19 | 18 | 0
PGen | 1 | 19 | 19 | 0
PGen | 1 | 19 | 20 | 0
PGen | 1 | 19 | 21 | 0
PGen | 1 | 19 | 22 | 0
PGen | 1 | 19 | 23 | 0
PGen | 1 | 19 | 24 | 0
PGen | 1 | 20 | 1 | 0
PGen | 1 | 20 | 2 | 0
PGen | 1 | 20 | 3 | 0
PGen | 1 | 20 | 4 | 0
PGen | 1 | 20 | 5 | 0
PGen | 1 | 20 | 6 | 0
PGen | 1 | 20 | 7 | 0
PGen | 1 | 20 | 8 | 0
PGen | 1 | 20 | 9 | 0
PGen | 1 | 20 | 10 | 0
PGen | 1 | 20 | 11 | 0
PGen | 1 | 20 | 12 | 0
PGen | 1 | 20 | 13 | 0
PGen | 1 | 20 | 14 | 0
PGen | 1 | 20 | 15 | 0
PGen | 1 | 20 | 16 | 0
PGen | 1 | 20 | 17 | 0
PGen | 1 | 20 | 18 | 0
PGen | 1 | 20 | 19 | 0
PGen | 1 | 20 | 20 | 0
PGen | 1 | 20 | 21 | 0
PGen | 1 | 20 | 22 | 0
PGen | 1 | 20 | 23 | 0
PGen | 1 | 20 | 24 | 0
PGen | 1 | 21 | 1 | 0
PGen | 1 | 21 | 2 | 0
PGen | 1 | 21 | 3 | 0
PGen | 1 | 21 | 4 | 0
PGen | 1 | 21 | 5 | 0
PGen | 1 | 21 | 6 | 0
PGen | 1 | 21 | 7 | 0
PGen | 1 | 21 | 8 | 0
PGen | 1 | 21 | 9 | 0
PGen | 1 | 21 | 10 | 0
PGen | 1 | 21 | 11 | 0
PGen | 1 | 21 | 12 | 0
PGen | 1 | 21 | 13 | 0
PGen | 1 | 21 | 14 | 0
PGen | 1 | 21 | 15 | 0
PGen | 1 | 21 | 16 | 0
PGen | 1 | 21 | 17 | 0
PGen | 1 | 21 | 18 | 0
PGen | 1 | 21 | 19 | 0
PGen | 1 | 21 | 20 | 0
PGen | 1 | 21 | 21 | 0
PGen | 1 | 21 | 22 | 0
PGen | 1 | 21 | 23 | 0
PGen | 1 | 21 | 24 | 0
PGen | 1 | 22 | 1 | 0
PGen | 1 | 22 | 2 | 0
PGen | 1 | 22 | 3 | 0
PGen | 1 | 22 | 4 | 0
PGen | 1 | 22 | 5 | 0
PGen | 1 | 22 | 6 | 0
PGen | 1 | 22 | 7 | 0
PGen | 1 | 22 | 8 | 0
PGen | 1 | 22 | 9 | 0
PGen | 1 | 22 | 10 | 0
PGen | 1 | 22 | 11 | 0
PGen | 1 | 22 | 12 | 0
PGen | 1 | 22 | 13 | 0
PGen | 1 | 22 | 14 | 0
PGen | 1 | 22 | 15 | 0
PGen | 1 | 22 | 16 | 0
PGen | 1 | 22 | 17 | 0
PGen | 1 | 22 | 18 | 0
PGen | 1 | 22 | 19 | 0
PGen | 1 | 22 | 20 | 0
PGen | 1 | 22 | 21 | 0
PGen | 1 | 22 | 22 | 0
PGen | 1 | 22 | 23 | 0
PGen | 1 | 22 | 24 | 0
PGen | 1 | 23 | 1 | 0
PGen | 1 | 23 | 2 | 0
PGen | 1 | 23 | 3 | 0
PGen | 1 | 23 | 4 | 0
PGen | 1 | 23 | 5 | 0
PGen | 1 | 23 | 6 | 0
PGen | 1 | 23 | 7 | 0
PGen | 1 | 23 | 8 | 0
PGen | 1 | 23 | 9 | 0
PGen | 1 | 23 | 10 | 0
PGen | 1 | 23 | 11 | 0
PGen | 1 | 23 | 12 | 0
PGen | 1 | 23 | 13 | 0
PGen | 1 | 23 | 14 | 0
PGen | 1 | 23 | 15 | 0
PGen | 1 | 23 | 16 | 0
PGen | 1 | 23 | 17 | 0
PGen | 1 | 23 | 18 | 0
PGen | 1 | 23 | 19 | 0
PGen | 1 | 23 | 20 | 0
PGen | 1 | 23 | 21 | 0
PGen | 1 | 23 | 22 | 0
PGen | 1 | 23 | 23 | 0
PGen | 1 | 23 | 24 | 0
PGen | 1 | 24 | 1 | 0
PGen | 1 | 24 | 2 | 0
PGen | 1 | 24 | 3 | 0
PGen | 1 | 24 | 4 | 0
PGen | 1 | 24 | 5 | 0
PGen | 1 | 24 | 6 | 0
PGen | 1 | 24 | 7 | 0
PGen | 1 | 24 | 8 | 0
PGen | 1 | 24 | 9 | 0
PGen | 1 | 24 | 10 | 0
PGen | 1 | 24 | 11 | 0
PGen | 1 | 24 | 12 | 0
PGen | 1 | 24 | 13 | 0
PGen | 1 | 24 | 14 | 0
PGen | 1 | 24 | 15 | 0
PGen | 1 | 24 | 16 | 0
PGen | 1 | 24 | 17 | 0
PGen | 1 | 24 | 18 | 0
PGen | 1 | 24 | 19 | 0
PGen | 1 | 24 | 20 | 0
PGen | 1 | 24 | 21 | 0
PGen | 1 | 24 | 22 | 0
PGen | 1 | 24 | 23 | 0
PGen | 1 | 24 | 24 | 0
PGen | 1 | 25 | 1 | 0
PGen | 1 | 25 | 2 | 0
PGen | 1 | 25 | 3 | 0
PGen | 1 | 25 | 4 | 0
PGen | 1 | 25 | 5 | 0
PGen | 1 | 25 | 6 | 0
PGen | 1 | 25 | 7 | 0
PGen | 1 | 25 | 8 | 0
PGen | 1 | 25 | 9 | 0
PGen | 1 | 25 | 10 | 0
PGen | 1 | 25 | 11 | 0
PGen | 1 | 25 | 12 | 0
PGen | 1 | 25 | 13 | 0
PGen | 1 | 25 | 14 | 0
PGen | 1 | 25 | 15 | 0
PGen | 1 | 25 | 16 | 0
PGen | 1 | 25 | 17 | 0
PGen | 1 | 25 | 18 | 0
PGen | 1 | 25 | 19 | 0
PGen | 1 | 25 | 20 | 0
PGen | 1 | 25 | 21 | 0
PGen | 1 | 25 | 22 | 0
PGen | 1 | 25 | 23 | 0
PGen | 1 | 25 | 24 | 0
PGen | 1 | 26 | 1 | 0
PGen | 1 | 26 | 2 | 0
PGen | 1 | 26 | 3 | 0
PGen | 1 | 26 | 4 | 0
PGen | 1 | 26 | 5 | 0
PGen | 1 | 26 | 6 | 0
PGen | 1 | 26 | 7 | 0
PGen | 1 | 26 | 8 | 0
PGen | 1 | 26 | 9 | 0
PGen | 1 | 26 | 10 | 0
PGen | 1 | 26 | 11 | 0
PGen | 1 | 26 | 12 | 0
PGen | 1 | 26 | 13 | 0
PGen | 1 | 26 | 14 | 0
PGen | 1 | 26 | 15 | 0
PGen | 1 | 26 | 16 | 0
PGen | 1 | 26 | 17 | 0
PGen | 1 | 26 | 18 | 0
PGen | 1 | 26 | 19 | 0
PGen | 1 | 26 | 20 | 0
PGen | 1 | 26 | 21 | 0
PGen | 1 | 26 | 22 | 0
PGen | 1 | 26 | 23 | 0
PGen | 1 | 26 | 24 | 0
PGen | 1 | 27 | 1 | 0
PGen | 1 | 27 | 2 | 0
PGen | 1 | 27 | 3 | 0
PGen | 1 | 27 | 4 | 0
PGen | 1 | 27 | 5 | 0
PGen | 1 | 27 | 6 | 0
PGen | 1 | 27 | 7 | 0
PGen | 1 | 27 | 8 | 0
PGen | 1 | 27 | 9 | 0
PGen | 1 | 27 | 10 | 0
PGen | 1 | 27 | 11 | 0
PGen | 1 | 27 | 12 | 0
PGen | 1 | 27 | 13 | 0
PGen | 1 | 27 | 14 | 0
PGen | 1 | 27 | 15 | 0
PGen | 1 | 27 | 16 | 0
PGen | 1 | 27 | 17 | 0
PGen | 1 | 27 | 18 | 0
PGen | 1 | 27 | 19 | 0
PGen | 1 | 27 | 20 | 0
PGen | 1 | 27 | 21 | 0
PGen | 1 | 27 | 22 | 0
PGen | 1 | 27 | 23 | 0
PGen | 1 | 27 | 24 | 0
PGen | 1 | 28 | 1 | 0
PGen | 1 | 28 | 2 | 0
PGen | 1 | 28 | 3 | 0
PGen | 1 | 28 | 4 | 0
PGen | 1 | 28 | 5 | 0
PGen | 1 | 28 | 6 | 0
PGen | 1 | 28 | 7 | 0
PGen | 1 | 28 | 8 | 0
PGen | 1 | 28 | 9 | 0
PGen | 1 | 28 | 10 | 0
PGen | 1 | 28 | 11 | 0
PGen | 1 | 28 | 12 | 0
PGen | 1 | 28 | 13 | 0
PGen | 1 | 28 | 14 | 0
PGen | 1 | 28 | 15 | 0
PGen | 1 | 28 | 16 | 0
PGen | 1 | 28 | 17 | 0
PGen | 1 | 28 | 18 | 0
PGen | 1 | 28 | 19 | 0
PGen | 1 | 28 | 20 | 0
PGen | 1 | 28 | 21 | 0
PGen | 1 | 28 | 22 | 0
PGen | 1 | 28 | 23 | 0
PGen | 1 | 28 | 24 | 0
PGen | 1 | 29 | 1 | 0
PGen | 1 | 29 | 2 | 0
PGen | 1 | 29 | 3 | 0
PGen | 1 | 29 | 4 | 0
PGen | 1 | 29 | 5 | 0
PGen | 1 | 29 | 6 | 0
PGen | 1 | 29 | 7 | 0
PGen | 1 | 29 | 8 | 0
PGen | 1 | 29 | 9 | 0
PGen | 1 | 29 | 10 | 0
PGen | 1 | 29 | 11 | 0
PGen | 1 | 29 | 12 | 0
PGen | 1 | 29 | 13 | 0
PGen | 1 | 29 | 14 | 0
PGen | 1 | 29 | 15 | 0
PGen | 1 | 29 | 16 | 0
PGen | 1 | 29 | 17 | 0
PGen | 1 | 29 | 18 | 0
PGen | 1 | 29 | 19 | 0
PGen | 1 | 29 | 20 | 0
PGen | 1 | 29 | 21 | 0
PGen | 1 | 29 | 22 | 0
PGen | 1 | 29 | 23 | 0
PGen | 1 | 29 | 24 | 0
PGen | 1 | 30 | 1 | 0
PGen | 1 | 30 | 2 | 0
PGen | 1 | 30 | 3 | 0
PGen | 1 | 30 | 4 | 0
PGen | 1 | 30 | 5 | 0
PGen | 1 | 30 | 6 | 0
PGen | 1 | 30 | 7 | 0
PGen | 1 | 30 | 8 | 0
PGen | 1 | 30 | 9 | 0
PGen | 1 | 30 | 10 | 0
PGen | 1 | 30 | 11 | 0
PGen | 1 | 30 | 12 | 0
PGen | 1 | 30 | 13 | 0
PGen | 1 | 30 | 14 | 0
PGen | 1 | 30 | 15 | 0
PGen | 1 | 30 | 16 | 0
PGen | 1 | 30 | 17 | 0
PGen | 1 | 30 | 18 | 0
PGen | 1 | 30 | 19 | 0
PGen | 1 | 30 | 20 | 0
PGen | 1 | 30 | 21 | 0
PGen | 1 | 30 | 22 | 0
PGen | 1 | 30 | 23 | 0
PGen | 1 | 30 | 24 | 0
PGen | 1 | 31 | 1 | 0
PGen | 1 | 31 | 2 | 0
PGen | 1 | 31 | 3 | 0
PGen | 1 | 31 | 4 | 0
PGen | 1 | 31 | 5 | 0
PGen | 1 | 31 | 6 | 0
PGen | 1 | 31 | 7 | 0
PGen | 1 | 31 | 8 | 0
PGen | 1 | 31 | 9 | 0
PGen | 1 | 31 | 10 | 0
PGen | 1 | 31 | 11 | 0
PGen | 1 | 31 | 12 | 0
PGen | 1 | 31 | 13 | 0
PGen | 1 | 31 | 14 | 0
PGen | 1 | 31 | 15 | 0
PGen | 1 | 31 | 16 | 0
PGen | 1 | 31 | 17 | 0
PGen | 1 | 31 | 18 | 0
PGen | 1 | 31 | 19 | 0
PGen | 1 | 31 | 20 | 0
PGen | 1 | 31 | 21 | 0
PGen | 1 | 31 | 22 | 0
PGen | 1 | 31 | 23 | 0
PGen | 1 | 31 | 24 | 0
PGen | 1 | 32 | 1 | 0
PGen | 1 | 32 | 2 | 0
PGen | 1 | 32 | 3 | 0
PGen | 1 | 32 | 4 | 0
PGen | 1 | 32 | 5 | 0
PGen | 1 | 32 | 6 | 0
PGen | 1 | 32 | 7 | 0
PGen | 1 | 32 | 8 | 0
PGen | 1 | 32 | 9 | 0
PGen | 1 | 32 | 10 | 0
PGen | 1 | 32 | 11 | 0
PGen | 1 | 32 | 12 | 0
PGen | 1 | 32 | 13 | 0
PGen | 1 | 32 | 14 | 0
PGen | 1 | 32 | 15 | 0
PGen | 1 | 32 | 16 | 0
PGen | 1 | 32 | 17 | 0
PGen | 1 | 32 | 18 | 0
PGen | 1 | 32 | 19 | 0
PGen | 1 | 32 | 20 | 0
PGen | 1 | 32 | 21 | 0
PGen | 1 | 32 | 22 | 0
PGen | 1 | 32 | 23 | 0
PGen | 1 | 32 | 24 | 0
PGen | 1 | 33 | 1 | 0
PGen | 1 | 33 | 2 | 0
PGen | 1 | 33 | 3 | 0
PGen | 1 | 33 | 4 | 0
PGen | 1 | 33 | 5 | 0
PGen | 1 | 33 | 6 | 0
PGen | 1 | 33 | 7 | 0
PGen | 1 | 33 | 8 | 0
PGen | 1 | 33 | 9 | 0
PGen | 1 | 33 | 10 | 0
PGen | 1 | 33 | 11 | 0
PGen | 1 | 33 | 12 | 0
PGen | 1 | 33 | 13 | 0
PGen | 1 | 33 | 14 | 0
PGen | 1 | 33 | 15 | 0
PGen | 1 | 33 | 16 | 0
PGen | 1 | 33 | 17 | 0
PGen | 1 | 33 | 18 | 0
PGen | 1 | 33 | 19 | 0
PGen | 1 | 33 | 20 | 0
PGen | 1 | 33 | 21 | 0
PGen | 1 | 33 | 22 | 0
PGen | 1 | 33 | 23 | 0
PGen | 1 | 33 | 24 | 0
PGen | 2 | 1 | 1 | 0
PGen | 2 | 1 | 2 | 0
PGen | 2 | 1 | 3 | 0
PGen | 2 | 1 | 4 | 0
PGen | 2 | 1 | 5 | 0
PGen | 2 | 1 | 6 | 0
PGen | 2 | 1 | 7 | 0
PGen | 2 | 1 | 8 | 0
PGen | 2 | 1 | 9 | 0
PGen | 2 | 1 | 10 | 0
PGen | 2 | 1 | 11 | 0
PGen | 2 | 1 | 12 | 0
PGen | 2 | 1 | 13 | 0
PGen | 2 | 1 | 14 | 0
PGen | 2 | 1 | 15 | 0
PGen | 2 | 1 | 16 | 0
PGen | 2 | 1 | 17 | 0
PGen | 2 | 1 | 18 | 0
PGen | 2 | 1 | 19 | 0
PGen | 2 | 1 | 20 | 0
PGen | 2 | 1 | 21 | 0
PGen | 2 | 1 | 22 | 0
PGen | 2 | 1 | 23 | 0
PGen | 2 | 1 | 24 | 0
PGen | 2 | 2 | 1 | 0
PGen | 2 | 2 | 2 | 0
PGen | 2 | 2 | 3 | 0
PGen | 2 | 2 | 4 | 0
PGen | 2 | 2 | 5 | 0
PGen | 2 | 2 | 6 | 0
PGen | 2 | 2 | 7 | 0
PGen | 2 | 2 | 8 | 0
PGen | 2 | 2 | 9 | 0
PGen | 2 | 2 | 10 | 0
PGen | 2 | 2 | 11 | 0
PGen | 2 | 2 | 12 | 0
PGen | 2 | 2 | 13 | 0
PGen | 2 | 2 | 14 | 0
PGen | 2 | 2 | 15 | 0
PGen | 2 | 2 | 16 | 0
PGen | 2 | 2 | 17 | 0
PGen | 2 | 2 | 18 | 0
PGen | 2 | 2 | 19 | 0
PGen | 2 | 2 | 20 | 0
PGen | 2 | 2 | 21 | 0
PGen | 2 | 2 | 22 | 0
PGen | 2 | 2 | 23 | 0
PGen | 2 | 2 | 24 | 0
PGen | 2 | 3 | 1 | 0
PGen | 2 | 3 | 2 | 0
PGen | 2 | 3 | 3 | 0
PGen | 2 | 3 | 4 | 0
PGen | 2 | 3 | 5 | 0
PGen | 2 | 3 | 6 | 0
PGen | 2 | 3 | 7 | 0
PGen | 2 | 3 | 8 | 0
PGen | 2 | 3 | 9 | 0
PGen | 2 | 3 | 10 | 0
PGen | 2 | 3 | 11 | 0
PGen | 2 | 3 | 12 | 0
PGen | 2 | 3 | 13 | 0
PGen | 2 | 3 | 14 | 0
PGen | 2 | 3 | 15 | 0
PGen | 2 | 3 | 16 | 0
PGen | 2 | 3 | 17 | 0
PGen | 2 | 3 | 18 | 0
PGen | 2 | 3 | 19 | 0
PGen | 2 | 3 | 20 | 0
PGen | 2 | 3 | 21 | 0
PGen | 2 | 3 | 22 | 0
PGen | 2 | 3 | 23 | 0
PGen | 2 | 3 | 24 | 0
PGen | 2 | 4 | 1 | 0
PGen | 2 | 4 | 2 | 0
PGen | 2 | 4 | 3 | 0
PGen | 2 | 4 | 4 | 0
PGen | 2 | 4 | 5 | 0
PGen | 2 | 4 | 6 | 0
PGen | 2 | 4 | 7 | 0
PGen | 2 | 4 | 8 | 0
PGen | 2 | 4 | 9 | 0
PGen | 2 | 4 | 10 | 0
PGen | 2 | 4 | 11 | 0
PGen | 2 | 4 | 12 | 0
PGen | 2 | 4 | 13 | 0
PGen | 2 | 4 | 14 | 0
PGen | 2 | 4 | 15 | 0
PGen | 2 | 4 | 16 | 0
PGen | 2 | 4 | 17 | 0
PGen | 2 | 4 | 18 | 0
PGen | 2 | 4 | 19 | 0
PGen | 2 | 4 | 20 | 0
PGen | 2 | 4 | 21 | 0
PGen | 2 | 4 | 22 | 0
PGen | 2 | 4 | 23 | 0
PGen | 2 | 4 | 24 | 0
PGen | 2 | 5 | 1 | 0
PGen | 2 | 5 | 2 | 0
PGen | 2 | 5 | 3 | 0
PGen | 2 | 5 | 4 | 0
PGen | 2 | 5 | 5 | 0
PGen | 2 | 5 | 6 | 0
PGen | 2 | 5 | 7 | 0
PGen | 2 | 5 | 8 | 0
PGen | 2 | 5 | 9 | 0
PGen | 2 | 5 | 10 | 0
PGen | 2 | 5 | 11 | 0
PGen | 2 | 5 | 12 | 0
PGen | 2 | 5 | 13 | 0
PGen | 2 | 5 | 14 | 0
PGen | 2 | 5 | 15 | 0
PGen | 2 | 5 | 16 | 0
PGen | 2 | 5 | 17 | 0
PGen | 2 | 5 | 18 | 0
PGen | 2 | 5 | 19 | 0
PGen | 2 | 5 | 20 | 0
PGen | 2 | 5 | 21 | 0
PGen | 2 | 5 | 22 | 0
PGen | 2 | 5 | 23 | 0
PGen | 2 | 5 | 24 | 0
PGen | 2 | 6 | 1 | 0
PGen | 2 | 6 | 2 | 0
PGen | 2 | 6 | 3 | 0
PGen | 2 | 6 | 4 | 0
PGen | 2 | 6 | 5 | 0
PGen | 2 | 6 | 6 | 0
PGen | 2 | 6 | 7 | 0
PGen | 2 | 6 | 8 | 0
PGen | 2 | 6 | 9 | 0
PGen | 2 | 6 | 10 | 0
PGen | 2 | 6 | 11 | 0
PGen | 2 | 6 | 12 | 0
PGen | 2 | 6 | 13 | 0
PGen | 2 | 6 | 14 | 0
PGen | 2 | 6 | 15 | 0
PGen | 2 | 6 | 16 | 0
PGen | 2 | 6 | 17 | 0
PGen | 2 | 6 | 18 | 0
PGen | 2 | 6 | 19 | 0
PGen | 2 | 6 | 20 | 0
PGen | 2 | 6 | 21 | 0
PGen | 2 | 6 | 22 | 0
PGen | 2 | 6 | 23 | 0
PGen | 2 | 6 | 24 | 0
PGen | 2 | 7 | 1 | 0
PGen | 2 | 7 | 2 | 0
PGen | 2 | 7 | 3 | 0
PGen | 2 | 7 | 4 | 0
PGen | 2 | 7 | 5 | 0
PGen | 2 | 7 | 6 | 0
PGen | 2 | 7 | 7 | 0
PGen | 2 | 7 | 8 | 0
PGen | 2 | 7 | 9 | 0
PGen | 2 | 7 | 10 | 0
PGen | 2 | 7 | 11 | 0
PGen | 2 | 7 | 12 | 0
PGen | 2 | 7 | 13 | 0
PGen | 2 | 7 | 14 | 0
PGen | 2 | 7 | 15 | 0
PGen | 2 | 7 | 16 | 0
PGen | 2 | 7 | 17 | 0
PGen | 2 | 7 | 18 | 0
PGen | 2 | 7 | 19 | 0
PGen | 2 | 7 | 20 | 0
PGen | 2 | 7 | 21 | 0
PGen | 2 | 7 | 22 | 0
PGen | 2 | 7 | 23 | 0
PGen | 2 | 7 | 24 | 0
PGen | 2 | 8 | 1 | 0
PGen | 2 | 8 | 2 | 0
PGen | 2 | 8 | 3 | 0
PGen | 2 | 8 | 4 | 0
PGen | 2 | 8 | 5 | 0
PGen | 2 | 8 | 6 | 0
PGen | 2 | 8 | 7 | 0
PGen | 2 | 8 | 8 | 0
PGen | 2 | 8 | 9 | 0
PGen | 2 | 8 | 10 | 0
PGen | 2 | 8 | 11 | 0
PGen | 2 | 8 | 12 | 0
PGen | 2 | 8 | 13 | 0
PGen | 2 | 8 | 14 | 0
PGen | 2 | 8 | 15 | 0
PGen | 2 | 8 | 16 | 0
PGen | 2 | 8 | 17 | 0
PGen | 2 | 8 | 18 | 0
PGen | 2 | 8 | 19 | 0
PGen | 2 | 8 | 20 | 0
PGen | 2 | 8 | 21 | 0
PGen | 2 | 8 | 22 | 0
PGen | 2 | 8 | 23 | 0
PGen | 2 | 8 | 24 | 0
PGen | 2 | 9 | 1 | 0
PGen | 2 | 9 | 2 | 0
PGen | 2 | 9 | 3 | 0
PGen | 2 | 9 | 4 | 0
PGen | 2 | 9 | 5 | 0
PGen | 2 | 9 | 6 | 0
PGen | 2 | 9 | 7 | 0
PGen | 2 | 9 | 8 | 0
PGen | 2 | 9 | 9 | 0
PGen | 2 | 9 | 10 | 0
PGen | 2 | 9 | 11 | 0
PGen | 2 | 9 | 12 | 0
PGen | 2 | 9 | 13 | 0
PGen | 2 | 9 | 14 | 0
PGen | 2 | 9 | 15 | 0
PGen | 2 | 9 | 16 | 0
PGen | 2 | 9 | 17 | 0
PGen | 2 | 9 | 18 | 0
PGen | 2 | 9 | 19 | 0
PGen | 2 | 9 | 20 | 0
PGen | 2 | 9 | 21 | 0
PGen | 2 | 9 | 22 | 0
PGen | 2 | 9 | 23 | 0
PGen | 2 | 9 | 24 | 0
PGen | 2 | 10 | 1 | 0
PGen | 2 | 10 | 2 | 0
PGen | 2 | 10 | 3 | 0
PGen | 2 | 10 | 4 | 0
PGen | 2 | 10 | 5 | 0
PGen | 2 | 10 | 6 | 0
PGen | 2 | 10 | 7 | 0
PGen | 2 | 10 | 8 | 0
PGen | 2 | 10 | 9 | 0
PGen | 2 | 10 | 10 | 0
PGen | 2 | 10 | 11 | 0
PGen | 2 | 10 | 12 | 0
PGen | 2 | 10 | 13 | 0
PGen | 2 | 10 | 14 | 0
PGen | 2 | 10 | 15 | 0
PGen | 2 | 10 | 16 | 0
PGen | 2 | 10 | 17 | 0
PGen | 2 | 10 | 18 | 0
PGen | 2 | 10 | 19 | 0
PGen | 2 | 10 | 20 | 0
PGen | 2 | 10 | 21 | 0
PGen | 2 | 10 | 22 | 0
PGen | 2 | 10 | 23 | 0
PGen | 2 | 10 | 24 | 0
PGen | 2 | 11 | 1 | 0
PGen | 2 | 11 | 2 | 0
PGen | 2 | 11 | 3 | 0
PGen | 2 | 11 | 4 | 0
PGen | 2 | 11 | 5 | 0
PGen | 2 | 11 | 6 | 0
PGen | 2 | 11 | 7 | 0
PGen | 2 | 11 | 8 | 0
PGen | 2 | 11 | 9 | 0
PGen | 2 | 11 | 10 | 0
PGen | 2 | 11 | 11 | 0
PGen | 2 | 11 | 12 | 0
PGen | 2 | 11 | 13 | 0
PGen | 2 | 11 | 14 | 0
PGen | 2 | 11 | 15 | 0
PGen | 2 | 11 | 16 | 0
PGen | 2 | 11 | 17 | 0
PGen | 2 | 11 | 18 | 0
PGen | 2 | 11 | 19 | 0
PGen | 2 | 11 | 20 | 0
PGen | 2 | 11 | 21 | 0
PGen | 2 | 11 | 22 | 0
PGen | 2 | 11 | 23 | 0
PGen | 2 | 11 | 24 | 0
PGen | 2 | 12 | 1 | 0
PGen | 2 | 12 | 2 | 0
PGen | 2 | 12 | 3 | 0
PGen | 2 | 12 | 4 | 0
PGen | 2 | 12 | 5 | 0
PGen | 2 | 12 | 6 | 0
PGen | 2 | 12 | 7 | 0
PGen | 2 | 12 | 8 | 0
PGen | 2 | 12 | 9 | 0
PGen | 2 | 12 | 10 | 0
PGen | 2 | 12 | 11 | 0
PGen | 2 | 12 | 12 | 0
PGen | 2 | 12 | 13 | 0
PGen | 2 | 12 | 14 | 0
PGen | 2 | 12 | 15 | 0
PGen | 2 | 12 | 16 | 0
PGen | 2 | 12 | 17 | 0
PGen | 2 | 12 | 18 | 0
PGen | 2 | 12 | 19 | 0
PGen | 2 | 12 | 20 | 0
PGen | 2 | 12 | 21 | 0
PGen | 2 | 12 | 22 | 0
PGen | 2 | 12 | 23 | 0
PGen | 2 | 12 | 24 | 0
PGen | 2 | 13 | 1 | 0
PGen | 2 | 13 | 2 | 0
PGen | 2 | 13 | 3 | 0
PGen | 2 | 13 | 4 | 0
PGen | 2 | 13 | 5 | 0
PGen | 2 | 13 | 6 | 0
PGen | 2 | 13 | 7 | 0
PGen | 2 | 13 | 8 | 0
PGen | 2 | 13 | 9 | 0
PGen | 2 | 13 | 10 | 0
PGen | 2 | 13 | 11 | 0
PGen | 2 | 13 | 12 | 0
PGen | 2 | 13 | 13 | 0
PGen | 2 | 13 | 14 | 0
PGen | 2 | 13 | 15 | 0
PGen | 2 | 13 | 16 | 0
PGen | 2 | 13 | 17 | 0
PGen | 2 | 13 | 18 | 0
PGen | 2 | 13 | 19 | 0
PGen | 2 | 13 | 20 | 0
PGen | 2 | 13 | 21 | 0
PGen | 2 | 13 | 22 | 0
PGen | 2 | 13 | 23 | 0
PGen | 2 | 13 | 24 | 0
PGen | 2 | 14 | 1 | 0
PGen | 2 | 14 | 2 | 0
PGen | 2 | 14 | 3 | 0
PGen | 2 | 14 | 4 | 0
PGen | 2 | 14 | 5 | 0
PGen | 2 | 14 | 6 | 0
PGen | 2 | 14 | 7 | 0
PGen | 2 | 14 | 8 | 0
PGen | 2 | 14 | 9 | 0
PGen | 2 | 14 | 10 | 0
PGen | 2 | 14 | 11 | 0
PGen | 2 | 14 | 12 | 0
PGen | 2 | 14 | 13 | 0
PGen | 2 | 14 | 14 | 0
PGen | 2 | 14 | 15 | 0
PGen | 2 | 14 | 16 | 0
PGen | 2 | 14 | 17 | 0
PGen | 2 | 14 | 18 | 0
PGen | 2 | 14 | 19 | 0
PGen | 2 | 14 | 20 | 0
PGen | 2 | 14 | 21 | 0
PGen | 2 | 14 | 22 | 0
PGen | 2 | 14 | 23 | 0
PGen | 2 | 14 | 24 | 0
PGen | 2 | 15 | 1 | 0
PGen | 2 | 15 | 2 | 0
PGen | 2 | 15 | 3 | 0
PGen | 2 | 15 | 4 | 0
PGen | 2 | 15 | 5 | 0
PGen | 2 | 15 | 6 | 0
PGen | 2 | 15 | 7 | 0
PGen | 2 | 15 | 8 | 0
PGen | 2 | 15 | 9 | 0
PGen | 2 | 15 | 10 | 0
PGen | 2 | 15 | 11 | 0
PGen | 2 | 15 | 12 | 0
PGen | 2 | 15 | 13 | 0
PGen | 2 | 15 | 14 | 0
PGen | 2 | 15 | 15 | 0
PGen | 2 | 15 | 16 | 0
PGen | 2 | 15 | 17 | 0
PGen | 2 | 15 | 18 | 0
PGen | 2 | 15 | 19 | 0
PGen | 2 | 15 | 20 | 0
PGen | 2 | 15 | 21 | 0
PGen | 2 | 15 | 22 | 0
PGen | 2 | 15 | 23 | 0
PGen | 2 | 15 | 24 | 0
PGen | 2 | 16 | 1 | 0
PGen | 2 | 16 | 2 | 0
PGen | 2 | 16 | 3 | 0
PGen | 2 | 16 | 4 | 0
PGen | 2 | 16 | 5 | 0
PGen | 2 | 16 | 6 | 0
PGen | 2 | 16 | 7 | 0
PGen | 2 | 16 | 8 | 0
PGen | 2 | 16 | 9 | 0
PGen | 2 | 16 | 10 | 0
PGen | 2 | 16 | 11 | 0
PGen | 2 | 16 | 12 | 0
PGen | 2 | 16 | 13 | 0
PGen | 2 | 16 | 14 | 0
PGen | 2 | 16 | 15 | 0
PGen | 2 | 16 | 16 | 0
PGen | 2 | 16 | 17 | 0
PGen | 2 | 16 | 18 | 0
PGen | 2 | 16 | 19 | 0
PGen | 2 | 16 | 20 | 0
PGen | 2 | 16 | 21 | 0
PGen | 2 | 16 | 22 | 0
PGen | 2 | 16 | 23 | 0
PGen | 2 | 16 | 24 | 0
PGen | 2 | 17 | 1 | 0
PGen | 2 | 17 | 2 | 0
PGen | 2 | 17 | 3 | 0
PGen | 2 | 17 | 4 | 0
PGen | 2 | 17 | 5 | 0
PGen | 2 | 17 | 6 | 0
PGen | 2 | 17 | 7 | 0
PGen | 2 | 17 | 8 | 0
PGen | 2 | 17 | 9 | 0
PGen | 2 | 17 | 10 | 0
PGen | 2 | 17 | 11 | 0
PGen | 2 | 17 | 12 | 0
PGen | 2 | 17 | 13 | 0
PGen | 2 | 17 | 14 | 0
PGen | 2 | 17 | 15 | 0
PGen | 2 | 17 | 16 | 0
PGen | 2 | 17 | 17 | 0
PGen | 2 | 17 | 18 | 0
PGen | 2 | 17 | 19 | 0
PGen | 2 | 17 | 20 | 0
PGen | 2 | 17 | 21 | 0
PGen | 2 | 17 | 22 | 0
PGen | 2 | 17 | 23 | 0
PGen | 2 | 17 | 24 | 0
PGen | 2 | 18 | 1 | 0
PGen | 2 | 18 | 2 | 0
PGen | 2 | 18 | 3 | 0
PGen | 2 | 18 | 4 | 0
PGen | 2 | 18 | 5 | 0
PGen | 2 | 18 | 6 | 0.0058824
PGen | 2 | 18 | 7 | 0.0058824
PGen | 2 | 18 | 8 | 0.011765
PGen | 2 | 18 | 9 | 0.029412
PGen | 2 | 18 | 10 | 0.047059
PGen | 2 | 18 | 11 | 0.070588
PGen | 2 | 18 | 12 | 0.088235
PGen | 2 | 18 | 13 | 0.1
PGen | 2 | 18 | 14 | 0.088235
PGen | 2 | 18 | 15 | 0.082353
PGen | 2 | 18 | 16 | 0.058824
PGen | 2 | 18 | 17 | 0.047059
PGen | 2 | 18 | 18 | 0.029412
PGen | 2 | 18 | 19 | 0.011765
PGen | 2 | 18 | 20 | 0
PGen | 2 | 18 | 21 | 0
PGen | 2 | 18 | 22 | 0
PGen | 2 | 18 | 23 | 0
PGen | 2 | 18 | 24 | 0
PGen | 2 | 19 | 1 | 0
PGen | 2 | 19 | 2 | 0
PGen | 2 | 19 | 3 | 0
PGen | 2 | 19 | 4 | 0
PGen | 2 | 19 | 5 | 0
PGen | 2 | 19 | 6 | 0
PGen | 2 | 19 | 7 | 0
PGen | 2 | 19 | 8 | 0
PGen | 2 | 19 | 9 | 0
PGen | 2 | 19 | 10 | 0
PGen | 2 | 19 | 11 | 0
PGen | 2 | 19 | 12 | 0
PGen | 2 | 19 | 13 | 0
PGen | 2 | 19 | 14 | 0
PGen | 2 | 19 | 15 | 0
PGen | 2 | 19 | 16 | 0
PGen | 2 | 19 | 17 | 0
PGen | 2 | 19 | 18 | 0
PGen | 2 | 19 | 19 | 0
PGen | 2 | 19 | 20 | 0
PGen | 2 | 19 | 21 | 0
PGen | 2 | 19 | 22 | 0
PGen | 2 | 19 | 23 | 0
PGen | 2 | 19 | 24 | 0
PGen | 2 | 20 | 1 | 0
PGen | 2 | 20 | 2 | 0
PGen | 2 | 20 | 3 | 0
PGen | 2 | 20 | 4 | 0
PGen | 2 | 20 | 5 | 0
PGen | 2 | 20 | 6 | 0
PGen | 2 | 20 | 7 | 0
PGen | 2 | 20 | 8 | 0
PGen | 2 | 20 | 9 | 0
PGen | 2 | 20 | 10 | 0
PGen | 2 | 20 | 11 | 0
PGen | 2 | 20 | 12 | 0
PGen | 2 | 20 | 13 | 0
PGen | 2 | 20 | 14 | 0
PGen | 2 | 20 | 15 | 0
PGen | 2 | 20 | 16 | 0
PGen | 2 | 20 | 17 | 0
PGen | 2 | 20 | 18 | 0
PGen | 2 | 20 | 19 | 0
PGen | 2 | 20 | 20 | 0
PGen | 2 | 20 | 21 | 0
PGen | 2 | 20 | 22 | 0
PGen | 2 | 20 | 23 | 0
PGen | 2 | 20 | 24 | 0
PGen | 2 | 21 | 1 | 0
PGen | 2 | 21 | 2 | 0
PGen | 2 | 21 | 3 | 0
PGen | 2 | 21 | 4 | 0
PGen | 2 | 21 | 5 | 0
PGen | 2 | 21 | 6 | 0
PGen | 2 | 21 | 7 | 0
PGen | 2 | 21 | 8 | 0
PGen | 2 | 21 | 9 | 0
PGen | 2 | 21 | 10 | 0
PGen | 2 | 21 | 11 | 0
PGen | 2 | 21 | 12 | 0
PGen | 2 | 21 | 13 | 0
PGen | 2 | 21 | 14 | 0
PGen | 2 | 21 | 15 | 0
PGen | 2 | 21 | 16 | 0
PGen | 2 | 21 | 17 | 0
PGen | 2 | 21 | 18 | 0
PGen | 2 | 21 | 19 | 0
PGen | 2 | 21 | 20 | 0
PGen | 2 | 21 | 21 | 0
PGen | 2 | 21 | 22 | 0
PGen | 2 | 21 | 23 | 0
PGen | 2 | 21 | 24 | 0
PGen | 2 | 22 | 1 | 0
PGen | 2 | 22 | 2 | 0
PGen | 2 | 22 | 3 | 0
PGen | 2 | 22 | 4 | 0
PGen | 2 | 22 | 5 | 0
PGen | 2 | 22 | 6 | 0
PGen | 2 | 22 | 7 | 0
PGen | 2 | 22 | 8 | 0
PGen | 2 | 22 | 9 | 0
PGen | 2 | 22 | 10 | 0
PGen | 2 | 22 | 11 | 0
PGen | 2 | 22 | 12 | 0
PGen | 2 | 22 | 13 | 0
PGen | 2 | 22 | 14 | 0
PGen | 2 | 22 | 15 | 0
PGen | 2 | 22 | 16 | 0
PGen | 2 | 22 | 17 | 0
PGen | 2 | 22 | 18 | 0
PGen | 2 | 22 | 19 | 0
PGen | 2 | 22 | 20 | 0
PGen | 2 | 22 | 21 | 0
PGen | 2 | 22 | 22 | 0
PGen | 2 | 22 | 23 | 0
PGen | 2 | 22 | 24 | 0
PGen | 2 | 23 | 1 | 0
PGen | 2 | 23 | 2 | 0
PGen | 2 | 23 | 3 | 0
PGen | 2 | 23 | 4 | 0
PGen | 2 | 23 | 5 | 0
PGen | 2 | 23 | 6 | 0
PGen | 2 | 23 | 7 | 0
PGen | 2 | 23 | 8 | 0
PGen | 2 | 23 | 9 | 0
PGen | 2 | 23 | 10 | 0
PGen | 2 | 23 | 11 | 0
PGen | 2 | 23 | 12 | 0
PGen | 2 | 23 | 13 | 0
PGen | 2 | 23 | 14 | 0
PGen | 2 | 23 | 15 | 0
PGen | 2 | 23 | 16 | 0
PGen | 2 | 23 | 17 | 0
PGen | 2 | 23 | 18 | 0
PGen | 2 | 23 | 19 | 0
PGen | 2 | 23 | 20 | 0
PGen | 2 | 23 | 21 | 0
PGen | 2 | 23 | 22 | 0
PGen | 2 | 23 | 23 | 0
PGen | 2 | 23 | 24 | 0
PGen | 2 | 24 | 1 | 0
PGen | 2 | 24 | 2 | 0
PGen | 2 | 24 | 3 | 0
PGen | 2 | 24 | 4 | 0
PGen | 2 | 24 | 5 | 0
PGen | 2 | 24 | 6 | 0
PGen | 2 | 24 | 7 | 0
PGen | 2 | 24 | 8 | 0
PGen | 2 | 24 | 9 | 0
PGen | 2 | 24 | 10 | 0
PGen | 2 | 24 | 11 | 0
PGen | 2 | 24 | 12 | 0
PGen | 2 | 24 | 13 | 0
PGen | 2 | 24 | 14 | 0
PGen | 2 | 24 | 15 | 0
PGen | 2 | 24 | 16 | 0
PGen | 2 | 24 | 17 | 0
PGen | 2 | 24 | 18 | 0
PGen | 2 | 24 | 19 | 0
PGen | 2 | 24 | 20 | 0
PGen | 2 | 24 | 21 | 0
PGen | 2 | 24 | 22 | 0
PGen | 2 | 24 | 23 | 0
PGen | 2 | 24 | 24 | 0
PGen | 2 | 25 | 1 | 0
PGen | 2 | 25 | 2 | 0
PGen | 2 | 25 | 3 | 0
PGen | 2 | 25 | 4 | 0
PGen | 2 | 25 | 5 | 0
PGen | 2 | 25 | 6 | 0
PGen | 2 | 25 | 7 | 0
PGen | 2 | 25 | 8 | 0
PGen | 2 | 25 | 9 | 0
PGen | 2 | 25 | 10 | 0
PGen | 2 | 25 | 11 | 0
PGen | 2 | 25 | 12 | 0
PGen | 2 | 25 | 13 | 0
PGen | 2 | 25 | 14 | 0
PGen | 2 | 25 | 15 | 0
PGen | 2 | 25 | 16 | 0
PGen | 2 | 25 | 17 | 0
PGen | 2 | 25 | 18 | 0
PGen | 2 | 25 | 19 | 0
PGen | 2 | 25 | 20 | 0
PGen | 2 | 25 | 21 | 0
PGen | 2 | 25 | 22 | 0
PGen | 2 | 25 | 23 | 0
PGen | 2 | 25 | 24 | 0
PGen | 2 | 26 | 1 | 0
PGen | 2 | 26 | 2 | 0
PGen | 2 | 26 | 3 | 0
PGen | 2 | 26 | 4 | 0
PGen | 2 | 26 | 5 | 0
PGen | 2 | 26 | 6 | 0
PGen | 2 | 26 | 7 | 0
PGen | 2 | 26 | 8 | 0
PGen | 2 | 26 | 9 | 0
PGen | 2 | 26 | 10 | 0
PGen | 2 | 26 | 11 | 0
PGen | 2 | 26 | 12 | 0
PGen | 2 | 26 | 13 | 0
PGen | 2 | 26 | 14 | 0
PGen | 2 | 26 | 15 | 0
PGen | 2 | 26 | 16 | 0
PGen | 2 | 26 | 17 | 0
PGen | 2 | 26 | 18 | 0
PGen | 2 | 26 | 19 | 0
PGen | 2 | 26 | 20 | 0
PGen | 2 | 26 | 21 | 0
PGen | 2 | 26 | 22 | 0
PGen | 2 | 26 | 23 | 0
PGen | 2 | 26 | 24 | 0
PGen | 2 | 27 | 1 | 0
PGen | 2 | 27 | 2 | 0
PGen | 2 | 27 | 3 | 0
PGen | 2 | 27 | 4 | 0
PGen | 2 | 27 | 5 | 0
PGen | 2 | 27 | 6 | 0
PGen | 2 | 27 | 7 | 0
PGen | 2 | 27 | 8 | 0
PGen | 2 | 27 | 9 | 0
PGen | 2 | 27 | 10 | 0
PGen | 2 | 27 | 11 | 0
PGen | 2 | 27 | 12 | 0
PGen | 2 | 27 | 13 | 0
PGen | 2 | 27 | 14 | 0
PGen | 2 | 27 | 15 | 0
PGen | 2 | 27 | 16 | 0
PGen | 2 | 27 | 17 | 0
PGen | 2 | 27 | 18 | 0
PGen | 2 | 27 | 19 | 0
PGen | 2 | 27 | 20 | 0
PGen | 2 | 27 | 21 | 0
PGen | 2 | 27 | 22 | 0
PGen | 2 | 27 | 23 | 0
PGen | 2 | 27 | 24 | 0
PGen | 2 | 28 | 1 | 0
PGen | 2 | 28 | 2 | 0
PGen | 2 | 28 | 3 | 0
PGen | 2 | 28 | 4 | 0
PGen | 2 | 28 | 5 | 0
PGen | 2 | 28 | 6 | 0
PGen | 2 | 28 | 7 | 0
PGen | 2 | 28 | 8 | 0
PGen | 2 | 28 | 9 | 0
PGen | 2 | 28 | 10 | 0
PGen | 2 | 28 | 11 | 0
PGen | 2 | 28 | 12 | 0
PGen | 2 | 28 | 13 | 0
PGen | 2 | 28 | 14 | 0
PGen | 2 | 28 | 15 | 0
PGen | 2 | 28 | 16 | 0
PGen | 2 | 28 | 17 | 0
PGen | 2 | 28 | 18 | 0
PGen | 2 | 28 | 19 | 0
PGen | 2 | 28 | 20 | 0
PGen | 2 | 28 | 21 | 0
PGen | 2 | 28 | 22 | 0
PGen | 2 | 28 | 23 | 0
PGen | 2 | 28 | 24 | 0
PGen | 2 | 29 | 1 | 0
PGen | 2 | 29 | 2 | 0
PGen | 2 | 29 | 3 | 0
PGen | 2 | 29 | 4 | 0
PGen | 2 | 29 | 5 | 0
PGen | 2 | 29 | 6 | 0
PGen | 2 | 29 | 7 | 0
PGen | 2 | 29 | 8 | 0
PGen | 2 | 29 | 9 | 0
PGen | 2 | 29 | 10 | 0
PGen | 2 | 29 | 11 | 0
PGen | 2 | 29 | 12 | 0
PGen | 2 | 29 | 13 | 0
PGen | 2 | 29 | 14 | 0
PGen | 2 | 29 | 15 | 0
PGen | 2 | 29 | 16 | 0
PGen | 2 | 29 | 17 | 0
PGen | 2 | 29 | 18 | 0
PGen | 2 | 29 | 19 | 0
PGen | 2 | 29 | 20 | 0
PGen | 2 | 29 | 21 | 0
PGen | 2 | 29 | 22 | 0
PGen | 2 | 29 | 23 | 0
PGen | 2 | 29 | 24 | 0
PGen | 2 | 30 | 1 | 0
PGen | 2 | 30 | 2 | 0
PGen | 2 | 30 | 3 | 0
PGen | 2 | 30 | 4 | 0
PGen | 2 | 30 | 5 | 0
PGen | 2 | 30 | 6 | 0
PGen | 2 | 30 | 7 | 0
PGen | 2 | 30 | 8 | 0
PGen | 2 | 30 | 9 | 0
PGen | 2 | 30 | 10 | 0
PGen | 2 | 30 | 11 | 0
PGen | 2 | 30 | 12 | 0
PGen | 2 | 30 | 13 | 0
PGen | 2 | 30 | 14 | 0
PGen | 2 | 30 | 15 | 0
PGen | 2 | 30 | 16 | 0
PGen | 2 | 30 | 17 | 0
PGen | 2 | 30 | 18 | 0
PGen | 2 | 30 | 19 | 0
PGen | 2 | 30 | 20 | 0
PGen | 2 | 30 | 21 | 0
PGen | 2 | 30 | 22 | 0
PGen | 2 | 30 | 23 | 0
PGen | 2 | 30 | 24 | 0
PGen | 2 | 31 | 1 | 0
PGen | 2 | 31 | 2 | 0
PGen | 2 | 31 | 3 | 0
PGen | 2 | 31 | 4 | 0
PGen | 2 | 31 | 5 | 0
PGen | 2 | 31 | 6 | 0
PGen | 2 | 31 | 7 | 0
PGen | 2 | 31 | 8 | 0
PGen | 2 | 31 | 9 | 0
PGen | 2 | 31 | 10 | 0
PGen | 2 | 31 | 11 | 0
PGen | 2 | 31 | 12 | 0
PGen | 2 | 31 | 13 | 0
PGen | 2 | 31 | 14 | 0
PGen | 2 | 31 | 15 | 0
PGen | 2 | 31 | 16 | 0
PGen | 2 | 31 | 17 | 0
PGen | 2 | 31 | 18 | 0
PGen | 2 | 31 | 19 | 0
PGen | 2 | 31 | 20 | 0
PGen | 2 | 31 | 21 | 0
PGen | 2 | 31 | 22 | 0
PGen | 2 | 31 | 23 | 0
PGen | 2 | 31 | 24 | 0
PGen | 2 | 32 | 1 | 0
PGen | 2 | 32 | 2 | 0
PGen | 2 | 32 | 3 | 0
PGen | 2 | 32 | 4 | 0
PGen | 2 | 32 | 5 | 0
PGen | 2 | 32 | 6 | 0
PGen | 2 | 32 | 7 | 0
PGen | 2 | 32 | 8 | 0
PGen | 2 | 32 | 9 | 0
PGen | 2 | 32 | 10 | 0
PGen | 2 | 32 | 11 | 0
PGen | 2 | 32 | 12 | 0
PGen | 2 | 32 | 13 | 0
PGen | 2 | 32 | 14 | 0
PGen | 2 | 32 | 15 | 0
PGen | 2 | 32 | 16 | 0
PGen | 2 | 32 | 17 | 0
PGen | 2 | 32 | 18 | 0
PGen | 2 | 32 | 19 | 0
PGen | 2 | 32 | 20 | 0
PGen | 2 | 32 | 21 | 0
PGen | 2 | 32 | 22 | 0
PGen | 2 | 32 | 23 | 0
PGen | 2 | 32 | 24 | 0
PGen | 2 | 33 | 1 | 0
PGen | 2 | 33 | 2 | 0
PGen | 2 | 33 | 3 | 0
PGen | 2 | 33 | 4 | 0
PGen | 2 | 33 | 5 | 0
PGen | 2 | 33 | 6 | 0
PGen | 2 | 33 | 7 | 0
PGen | 2 | 33 | 8 | 0
PGen | 2 | 33 | 9 | 0
PGen | 2 | 33 | 10 | 0
PGen | 2 | 33 | 11 | 0
PGen | 2 | 33 | 12 | 0
PGen | 2 | 33 | 13 | 0
PGen | 2 | 33 | 14 | 0
PGen | 2 | 33 | 15 | 0
PGen | 2 | 33 | 16 | 0
PGen | 2 | 33 | 17 | 0
PGen | 2 | 33 | 18 | 0
PGen | 2 | 33 | 19 | 0
PGen | 2 | 33 | 20 | 0
PGen | 2 | 33 | 21 | 0
PGen | 2 | 33 | 22 | 0
PGen | 2 | 33 | 23 | 0
PGen | 2 | 33 | 24 | 0
PGen | 3 | 1 | 1 | 0
PGen | 3 | 1 | 2 | 0
PGen | 3 | 1 | 3 | 0
PGen | 3 | 1 | 4 | 0
PGen | 3 | 1 | 5 | 0
PGen | 3 | 1 | 6 | 0
PGen | 3 | 1 | 7 | 0
PGen | 3 | 1 | 8 | 0
PGen | 3 | 1 | 9 | 0
PGen | 3 | 1 | 10 | 0
PGen | 3 | 1 | 11 | 0
PGen | 3 | 1 | 12 | 0
PGen | 3 | 1 | 13 | 0
PGen | 3 | 1 | 14 | 0
PGen | 3 | 1 | 15 | 0
PGen | 3 | 1 | 16 | 0
PGen | 3 | 1 | 17 | 0
PGen | 3 | 1 | 18 | 0
PGen | 3 | 1 | 19 | 0
PGen | 3 | 1 | 20 | 0
PGen | 3 | 1 | 21 | 0
PGen | 3 | 1 | 22 | 0
PGen | 3 | 1 | 23 | 0
PGen | 3 | 1 | 24 | 0
PGen | 3 | 2 | 1 | 0
PGen | 3 | 2 | 2 | 0
PGen | 3 | 2 | 3 | 0
PGen | 3 | 2 | 4 | 0
PGen | 3 | 2 | 5 | 0
PGen | 3 | 2 | 6 | 0
PGen | 3 | 2 | 7 | 0
PGen | 3 | 2 | 8 | 0
PGen | 3 | 2 | 9 | 0
PGen | 3 | 2 | 10 | 0
PGen | 3 | 2 | 11 | 0
PGen | 3 | 2 | 12 | 0
PGen | 3 | 2 | 13 | 0
PGen | 3 | 2 | 14 | 0
PGen | 3 | 2 | 15 | 0
PGen | 3 | 2 | 16 | 0
PGen | 3 | 2 | 17 | 0
PGen | 3 | 2 | 18 | 0
PGen | 3 | 2 | 19 | 0
PGen | 3 | 2 | 20 | 0
PGen | 3 | 2 | 21 | 0
PGen | 3 | 2 | 22 | 0
PGen | 3 | 2 | 23 | 0
PGen | 3 | 2 | 24 | 0
PGen | 3 | 3 | 1 | 0
PGen | 3 | 3 | 2 | 0
PGen | 3 | 3 | 3 | 0
PGen | 3 | 3 | 4 | 0
PGen | 3 | 3 | 5 | 0
PGen | 3 | 3 | 6 | 0
PGen | 3 | 3 | 7 | 0
PGen | 3 | 3 | 8 | 0
PGen | 3 | 3 | 9 | 0
PGen | 3 | 3 | 10 | 0
PGen | 3 | 3 | 11 | 0
PGen | 3 | 3 | 12 | 0
PGen | 3 | 3 | 13 | 0
PGen | 3 | 3 | 14 | 0
PGen | 3 | 3 | 15 | 0
PGen | 3 | 3 | 16 | 0
PGen | 3 | 3 | 17 | 0
PGen | 3 | 3 | 18 | 0
PGen | 3 | 3 | 19 | 0
PGen | 3 | 3 | 20 | 0
PGen | 3 | 3 | 21 | 0
PGen | 3 | 3 | 22 | 0
PGen | 3 | 3 | 23 | 0
PGen | 3 | 3 | 24 | 0
PGen | 3 | 4 | 1 | 0
PGen | 3 | 4 | 2 | 0
PGen | 3 | 4 | 3 | 0
PGen | 3 | 4 | 4 | 0
PGen | 3 | 4 | 5 | 0
PGen | 3 | 4 | 6 | 0
PGen | 3 | 4 | 7 | 0
PGen | 3 | 4 | 8 | 0
PGen | 3 | 4 | 9 | 0
PGen | 3 | 4 | 10 | 0
PGen | 3 | 4 | 11 | 0
PGen | 3 | 4 | 12 | 0
PGen | 3 | 4 | 13 | 0
PGen | 3 | 4 | 14 | 0
PGen | 3 | 4 | 15 | 0
PGen | 3 | 4 | 16 | 0
PGen | 3 | 4 | 17 | 0
PGen | 3 | 4 | 18 | 0
PGen | 3 | 4 | 19 | 0
PGen | 3 | 4 | 20 | 0
PGen | 3 | 4 | 21 | 0
PGen | 3 | 4 | 22 | 0
PGen | 3 | 4 | 23 | 0
PGen | 3 | 4 | 24 | 0
PGen | 3 | 5 | 1 | 0
PGen | 3 | 5 | 2 | 0
PGen | 3 | 5 | 3 | 0
PGen | 3 | 5 | 4 | 0
PGen | 3 | 5 | 5 | 0
PGen | 3 | 5 | 6 | 0
PGen | 3 | 5 | 7 | 0
PGen | 3 | 5 | 8 | 0
PGen | 3 | 5 | 9 | 0
PGen | 3 | 5 | 10 | 0
PGen | 3 | 5 | 11 | 0
PGen | 3 | 5 | 12 | 0
PGen | 3 | 5 | 13 | 0
PGen | 3 | 5 | 14 | 0
PGen | 3 | 5 | 15 | 0
PGen | 3 | 5 | 16 | 0
PGen | 3 | 5 | 17 | 0
PGen | 3 | 5 | 18 | 0
PGen | 3 | 5 | 19 | 0
PGen | 3 | 5 | 20 | 0
PGen | 3 | 5 | 21 | 0
PGen | 3 | 5 | 22 | 0
PGen | 3 | 5 | 23 | 0
PGen | 3 | 5 | 24 | 0
PGen | 3 | 6 | 1 | 0
PGen | 3 | 6 | 2 | 0
PGen | 3 | 6 | 3 | 0
PGen | 3 | 6 | 4 | 0
PGen | 3 | 6 | 5 | 0
PGen | 3 | 6 | 6 | 0
PGen | 3 | 6 | 7 | 0
PGen | 3 | 6 | 8 | 0
PGen | 3 | 6 | 9 | 0
PGen | 3 | 6 | 10 | 0
PGen | 3 | 6 | 11 | 0
PGen | 3 | 6 | 12 | 0
PGen | 3 | 6 | 13 | 0
PGen | 3 | 6 | 14 | 0
PGen | 3 | 6 | 15 | 0
PGen | 3 | 6 | 16 | 0
PGen | 3 | 6 | 17 | 0
PGen | 3 | 6 | 18 | 0
PGen | 3 | 6 | 19 | 0
PGen | 3 | 6 | 20 | 0
PGen | 3 | 6 | 21 | 0
PGen | 3 | 6 | 22 | 0
PGen | 3 | 6 | 23 | 0
PGen | 3 | 6 | 24 | 0
PGen | 3 | 7 | 1 | 0
PGen | 3 | 7 | 2 | 0
PGen | 3 | 7 | 3 | 0
PGen | 3 | 7 | 4 | 0
PGen | 3 | 7 | 5 | 0
PGen | 3 | 7 | 6 | 0
PGen | 3 | 7 | 7 | 0
PGen | 3 | 7 | 8 | 0
PGen | 3 | 7 | 9 | 0
PGen | 3 | 7 | 10 | 0
PGen | 3 | 7 | 11 | 0
PGen | 3 | 7 | 12 | 0
PGen | 3 | 7 | 13 | 0
PGen | 3 | 7 | 14 | 0
PGen | 3 | 7 | 15 | 0
PGen | 3 | 7 | 16 | 0
PGen | 3 | 7 | 17 | 0
PGen | 3 | 7 | 18 | 0
PGen | 3 | 7 | 19 | 0
PGen | 3 | 7 | 20 | 0
PGen | 3 | 7 | 21 | 0
PGen | 3 | 7 | 22 | 0
PGen | 3 | 7 | 23 | 0
PGen | 3 | 7 | 24 | 0
PGen | 3 | 8 | 1 | 0
PGen | 3 | 8 | 2 | 0
PGen | 3 | 8 | 3 | 0
PGen | 3 | 8 | 4 | 0
PGen | 3 | 8 | 5 | 0
PGen | 3 | 8 | 6 | 0
PGen | 3 | 8 | 7 | 0
PGen | 3 | 8 | 8 | 0
PGen | 3 | 8 | 9 | 0
PGen | 3 | 8 | 10 | 0
PGen | 3 | 8 | 11 | 0
PGen | 3 | 8 | 12 | 0
PGen | 3 | 8 | 13 | 0
PGen | 3 | 8 | 14 | 0
PGen | 3 | 8 | 15 | 0
PGen | 3 | 8 | 16 | 0
PGen | 3 | 8 | 17 | 0
PGen | 3 | 8 | 18 | 0
PGen | 3 | 8 | 19 | 0
PGen | 3 | 8 | 20 | 0
PGen | 3 | 8 | 21 | 0
PGen | 3 | 8 | 22 | 0
PGen | 3 | 8 | 23 | 0
PGen | 3 | 8 | 24 | 0
PGen | 3 | 9 | 1 | 0
PGen | 3 | 9 | 2 | 0
PGen | 3 | 9 | 3 | 0
PGen | 3 | 9 | 4 | 0
PGen | 3 | 9 | 5 | 0
PGen | 3 | 9 | 6 | 0
PGen | 3 | 9 | 7 | 0
PGen | 3 | 9 | 8 | 0
PGen | 3 | 9 | 9 | 0
PGen | 3 | 9 | 10 | 0
PGen | 3 | 9 | 11 | 0
PGen | 3 | 9 | 12 | 0
PGen | 3 | 9 | 13 | 0
PGen | 3 | 9 | 14 | 0
PGen | 3 | 9 | 15 | 0
PGen | 3 | 9 | 16 | 0
PGen | 3 | 9 | 17 | 0
PGen | 3 | 9 | 18 | 0
PGen | 3 | 9 | 19 | 0
PGen | 3 | 9 | 20 | 0
PGen | 3 | 9 | 21 | 0
PGen | 3 | 9 | 22 | 0
PGen | 3 | 9 | 23 | 0
PGen | 3 | 9 | 24 | 0
PGen | 3 | 10 | 1 | 0
PGen | 3 | 10 | 2 | 0
PGen | 3 | 10 | 3 | 0
PGen | 3 | 10 | 4 | 0
PGen | 3 | 10 | 5 | 0
PGen | 3 | 10 | 6 | 0
PGen | 3 | 10 | 7 | 0
PGen | 3 | 10 | 8 | 0
PGen | 3 | 10 | 9 | 0
PGen | 3 | 10 | 10 | 0
PGen | 3 | 10 | 11 | 0
PGen | 3 | 10 | 12 | 0
PGen | 3 | 10 | 13 | 0
PGen | 3 | 10 | 14 | 0
PGen | 3 | 10 | 15 | 0
PGen | 3 | 10 | 16 | 0
PGen | 3 | 10 | 17 | 0
PGen | 3 | 10 | 18 | 0
PGen | 3 | 10 | 19 | 0
PGen | 3 | 10 | 20 | 0
PGen | 3 | 10 | 21 | 0
PGen | 3 | 10 | 22 | 0
PGen | 3 | 10 | 23 | 0
PGen | 3 | 10 | 24 | 0
PGen | 3 | 11 | 1 | 0
PGen | 3 | 11 | 2 | 0
PGen | 3 | 11 | 3 | 0
PGen | 3 | 11 | 4 | 0
PGen | 3 | 11 | 5 | 0
PGen | 3 | 11 | 6 | 0
PGen | 3 | 11 | 7 | 0
PGen | 3 | 11 | 8 | 0
PGen | 3 | 11 | 9 | 0
PGen | 3 | 11 | 10 | 0
PGen | 3 | 11 | 11 | 0
PGen | 3 | 11 | 12 | 0
PGen | 3 | 11 | 13 | 0
PGen | 3 | 11 | 14 | 0
PGen | 3 | 11 | 15 | 0
PGen | 3 | 11 | 16 | 0
PGen | 3 | 11 | 17 | 0
PGen | 3 | 11 | 18 | 0
PGen | 3 | 11 | 19 | 0
PGen | 3 | 11 | 20 | 0
PGen | 3 | 11 | 21 | 0
PGen | 3 | 11 | 22 | 0
PGen | 3 | 11 | 23 | 0
PGen | 3 | 11 | 24 | 0
PGen | 3 | 12 | 1 | 0
PGen | 3 | 12 | 2 | 0
PGen | 3 | 12 | 3 | 0
PGen | 3 | 12 | 4 | 0
PGen | 3 | 12 | 5 | 0
PGen | 3 | 12 | 6 | 0
PGen | 3 | 12 | 7 | 0
PGen | 3 | 12 | 8 | 0
PGen | 3 | 12 | 9 | 0
PGen | 3 | 12 | 10 | 0
PGen | 3 | 12 | 11 | 0
PGen | 3 | 12 | 12 | 0
PGen | 3 | 12 | 13 | 0
PGen | 3 | 12 | 14 | 0
PGen | 3 | 12 | 15 | 0
PGen | 3 | 12 | 16 | 0
PGen | 3 | 12 | 17 | 0
PGen | 3 | 12 | 18 | 0
PGen | 3 | 12 | 19 | 0
PGen | 3 | 12 | 20 | 0
PGen | 3 | 12 | 21 | 0
PGen | 3 | 12 | 22 | 0
PGen | 3 | 12 | 23 | 0
PGen | 3 | 12 | 24 | 0
PGen | 3 | 13 | 1 | 0
PGen | 3 | 13 | 2 | 0
PGen | 3 | 13 | 3 | 0
PGen | 3 | 13 | 4 | 0
PGen | 3 | 13 | 5 | 0
PGen | 3 | 13 | 6 | 0
PGen | 3 | 13 | 7 | 0
PGen | 3 | 13 | 8 | 0
PGen | 3 | 13 | 9 | 0
PGen | 3 | 13 | 10 | 0
PGen | 3 | 13 | 11 | 0
PGen | 3 | 13 | 12 | 0
PGen | 3 | 13 | 13 | 0
PGen | 3 | 13 | 14 | 0
PGen | 3 | 13 | 15 | 0
PGen | 3 | 13 | 16 | 0
PGen | 3 | 13 | 17 | 0
PGen | 3 | 13 | 18 | 0
PGen | 3 | 13 | 19 | 0
PGen | 3 | 13 | 20 | 0
PGen | 3 | 13 | 21 | 0
PGen | 3 | 13 | 22 | 0
PGen | 3 | 13 | 23 | 0
PGen | 3 | 13 | 24 | 0
PGen | 3 | 14 | 1 | 0
PGen | 3 | 14 | 2 | 0
PGen | 3 | 14 | 3 | 0
PGen | 3 | 14 | 4 | 0
PGen | 3 | 14 | 5 | 0
PGen | 3 | 14 | 6 | 0
PGen | 3 | 14 | 7 | 0
PGen | 3 | 14 | 8 | 0
PGen | 3 | 14 | 9 | 0
PGen | 3 | 14 | 10 | 0
PGen | 3 | 14 | 11 | 0
PGen | 3 | 14 | 12 | 0
PGen | 3 | 14 | 13 | 0
PGen | 3 | 14 | 14 | 0
PGen | 3 | 14 | 15 | 0
PGen | 3 | 14 | 16 | 0
PGen | 3 | 14 | 17 | 0
PGen | 3 | 14 | 18 | 0
PGen | 3 | 14 | 19 | 0
PGen | 3 | 14 | 20 | 0
PGen | 3 | 14 | 21 | 0
PGen | 3 | 14 | 22 | 0
PGen | 3 | 14 | 23 | 0
PGen | 3 | 14 | 24 | 0
PGen | 3 | 15 | 1 | 0
PGen | 3 | 15 | 2 | 0
PGen | 3 | 15 | 3 | 0
PGen | 3 | 15 | 4 | 0
PGen | 3 | 15 | 5 | 0
PGen | 3 | 15 | 6 | 0
PGen | 3 | 15 | 7 | 0
PGen | 3 | 15 | 8 | 0
PGen | 3 | 15 | 9 | 0
PGen | 3 | 15 | 10 | 0
PGen | 3 | 15 | 11 | 0
PGen | 3 | 15 | 12 | 0
PGen | 3 | 15 | 13 | 0
PGen | 3 | 15 | 14 | 0
PGen | 3 | 15 | 15 | 0
PGen | 3 | 15 | 16 | 0
PGen | 3 | 15 | 17 | 0
PGen | 3 | 15 | 18 | 0
PGen | 3 | 15 | 19 | 0
PGen | 3 | 15 | 20 | 0
PGen | 3 | 15 | 21 | 0
PGen | 3 | 15 | 22 | 0
PGen | 3 | 15 | 23 | 0
PGen | 3 | 15 | 24 | 0
PGen | 3 | 16 | 1 | 0
PGen | 3 | 16 | 2 | 0
PGen | 3 | 16 | 3 | 0
PGen | 3 | 16 | 4 | 0
PGen | 3 | 16 | 5 | 0
PGen | 3 | 16 | 6 | 0
PGen | 3 | 16 | 7 | 0
PGen | 3 | 16 | 8 | 0
PGen | 3 | 16 | 9 | 0
PGen | 3 | 16 | 10 | 0
PGen | 3 | 16 | 11 | 0
PGen | 3 | 16 | 12 | 0
PGen | 3 | 16 | 13 | 0
PGen | 3 | 16 | 14 | 0
PGen | 3 | 16 | 15 | 0
PGen | 3 | 16 | 16 | 0
PGen | 3 | 16 | 17 | 0
PGen | 3 | 16 | 18 | 0
PGen | 3 | 16 | 19 | 0
PGen | 3 | 16 | 20 | 0
PGen | 3 | 16 | 21 | 0
PGen | 3 | 16 | 22 | 0
PGen | 3 | 16 | 23 | 0
PGen | 3 | 16 | 24 | 0
PGen | 3 | 17 | 1 | 0
PGen | 3 | 17 | 2 | 0
PGen | 3 | 17 | 3 | 0
PGen | 3 | 17 | 4 | 0
PGen | 3 | 17 | 5 | 0
PGen | 3 | 17 | 6 | 0
PGen | 3 | 17 | 7 | 0
PGen | 3 | 17 | 8 | 0
PGen | 3 | 17 | 9 | 0
PGen | 3 | 17 | 10 | 0
PGen | 3 | 17 | 11 | 0
PGen | 3 | 17 | 12 | 0
PGen | 3 | 17 | 13 | 0
PGen | 3 | 17 | 14 | 0
PGen | 3 | 17 | 15 | 0
PGen | 3 | 17 | 16 | 0
PGen | 3 | 17 | 17 | 0
PGen | 3 | 17 | 18 | 0
PGen | 3 | 17 | 19 | 0
PGen | 3 | 17 | 20 | 0
PGen | 3 | 17 | 21 | 0
PGen | 3 | 17 | 22 | 0
PGen | 3 | 17 | 23 | 0
PGen | 3 | 17 | 24 | 0
PGen | 3 | 18 | 1 | 0
PGen | 3 | 18 | 2 | 0
PGen | 3 | 18 | 3 | 0
PGen | 3 | 18 | 4 | 0
PGen | 3 | 18 | 5 | 0
PGen | 3 | 18 | 6 | 0
PGen | 3 | 18 | 7 | 0
PGen | 3 | 18 | 8 | 0
PGen | 3 | 18 | 9 | 0
PGen | 3 | 18 | 10 | 0
PGen | 3 | 18 | 11 | 0
PGen | 3 | 18 | 12 | 0
PGen | 3 | 18 | 13 | 0
PGen | 3 | 18 | 14 | 0
PGen | 3 | 18 | 15 | 0
PGen | 3 | 18 | 16 | 0
PGen | 3 | 18 | 17 | 0
PGen | 3 | 18 | 18 | 0
PGen | 3 | 18 | 19 | 0
PGen | 3 | 18 | 20 | 0
PGen | 3 | 18 | 21 | 0
PGen | 3 | 18 | 22 | 0
PGen | 3 | 18 | 23 | 0
PGen | 3 | 18 | 24 | 0
PGen | 3 | 19 | 1 | 0
PGen | 3 | 19 | 2 | 0
PGen | 3 | 19 | 3 | 0
PGen | 3 | 19 | 4 | 0
PGen | 3 | 19 | 5 | 0
PGen | 3 | 19 | 6 | 0
PGen | 3 | 19 | 7 | 0
PGen | 3 | 19 | 8 | 0
PGen | 3 | 19 | 9 | 0
PGen | 3 | 19 | 10 | 0
PGen | 3 | 19 | 11 | 0
PGen | 3 | 19 | 12 | 0
PGen | 3 | 19 | 13 | 0
PGen | 3 | 19 | 14 | 0
PGen | 3 | 19 | 15 | 0
PGen | 3 | 19 | 16 | 0
PGen | 3 | 19 | 17 | 0
PGen | 3 | 19 | 18 | 0
PGen | 3 | 19 | 19 | 0
PGen | 3 | 19 | 20 | 0
PGen | 3 | 19 | 21 | 0
PGen | 3 | 19 | 22 | 0
PGen | 3 | 19 | 23 | 0
PGen | 3 | 19 | 24 | 0
PGen | 3 | 20 | 1 | 0
PGen | 3 | 20 | 2 | 0
PGen | 3 | 20 | 3 | 0
PGen | 3 | 20 | 4 | 0
PGen | 3 | 20 | 5 | 0
PGen | 3 | 20 | 6 | 0
PGen | 3 | 20 | 7 | 0
PGen | 3 | 20 | 8 | 0
PGen | 3 | 20 | 9 | 0
PGen | 3 | 20 | 10 | 0
PGen | 3 | 20 | 11 | 0
PGen | 3 | 20 | 12 | 0
PGen | 3 | 20 | 13 | 0
PGen | 3 | 20 | 14 | 0
PGen | 3 | 20 | 15 | 0
PGen | 3 | 20 | 16 | 0
PGen | 3 | 20 | 17 | 0
PGen | 3 | 20 | 18 | 0
PGen | 3 | 20 | 19 | 0
PGen | 3 | 20 | 20 | 0
PGen | 3 | 20 | 21 | 0
PGen | 3 | 20 | 22 | 0
PGen | 3 | 20 | 23 | 0
PGen | 3 | 20 | 24 | 0
PGen | 3 | 21 | 1 | 0
PGen | 3 | 21 | 2 | 0
PGen | 3 | 21 | 3 | 0
PGen | 3 | 21 | 4 | 0
PGen | 3 | 21 | 5 | 0
PGen | 3 | 21 | 6 | 0
PGen | 3 | 21 | 7 | 0
PGen | 3 | 21 | 8 | 0
PGen | 3 | 21 | 9 | 0
PGen | 3 | 21 | 10 | 0
PGen | 3 | 21 | 11 | 0
PGen | 3 | 21 | 12 | 0
PGen | 3 | 21 | 13 | 0
PGen | 3 | 21 | 14 | 0
PGen | 3 | 21 | 15 | 0
PGen | 3 | 21 | 16 | 0
PGen | 3 | 21 | 17 | 0
PGen | 3 | 21 | 18 | 0
PGen | 3 | 21 | 19 | 0
PGen | 3 | 21 | 20 | 0
PGen | 3 | 21 | 21 | 0
PGen | 3 | 21 | 22 | 0
PGen | 3 | 21 | 23 | 0
PGen | 3 | 21 | 24 | 0
PGen | 3 | 22 | 1 | 0
PGen | 3 | 22 | 2 | 0
PGen | 3 | 22 | 3 | 0
PGen | 3 | 22 | 4 | 0
PGen | 3 | 22 | 5 | 0
PGen | 3 | 22 | 6 | 0
PGen | 3 | 22 | 7 | 0
PGen | 3 | 22 | 8 | 0
PGen | 3 | 22 | 9 | 0
PGen | 3 | 22 | 10 | 0
PGen | 3 | 22 | 11 | 0
PGen | 3 | 22 | 12 | 0
PGen | 3 | 22 | 13 | 0
PGen | 3 | 22 | 14 | 0
PGen | 3 | 22 | 15 | 0
PGen | 3 | 22 | 16 | 0
PGen | 3 | 22 | 17 | 0
PGen | 3 | 22 | 18 | 0
PGen | 3 | 22 | 19 | 0
PGen | 3 | 22 | 20 | 0
PGen | 3 | 22 | 21 | 0
PGen | 3 | 22 | 22 | 0
PGen | 3 | 22 | 23 | 0
PGen | 3 | 22 | 24 | 0
PGen | 3 | 23 | 1 | 0
PGen | 3 | 23 | 2 | 0
PGen | 3 | 23 | 3 | 0
PGen | 3 | 23 | 4 | 0
PGen | 3 | 23 | 5 | 0
PGen | 3 | 23 | 6 | 0
PGen | 3 | 23 | 7 | 0
PGen | 3 | 23 | 8 | 0
PGen | 3 | 23 | 9 | 0
PGen | 3 | 23 | 10 | 0
PGen | 3 | 23 | 11 | 0
PGen | 3 | 23 | 12 | 0
PGen | 3 | 23 | 13 | 0
PGen | 3 | 23 | 14 | 0
PGen | 3 | 23 | 15 | 0
PGen | 3 | 23 | 16 | 0
PGen | 3 | 23 | 17 | 0
PGen | 3 | 23 | 18 | 0
PGen | 3 | 23 | 19 | 0
PGen | 3 | 23 | 20 | 0
PGen | 3 | 23 | 21 | 0
PGen | 3 | 23 | 22 | 0
PGen | 3 | 23 | 23 | 0
PGen | 3 | 23 | 24 | 0
PGen | 3 | 24 | 1 | 0
PGen | 3 | 24 | 2 | 0
PGen | 3 | 24 | 3 | 0
PGen | 3 | 24 | 4 | 0
PGen | 3 | 24 | 5 | 0
PGen | 3 | 24 | 6 | 0
PGen | 3 | 24 | 7 | 0
PGen | 3 | 24 | 8 | 0
PGen | 3 | 24 | 9 | 0
PGen | 3 | 24 | 10 | 0
PGen | 3 | 24 | 11 | 0
PGen | 3 | 24 | 12 | 0
PGen | 3 | 24 | 13 | 0
PGen | 3 | 24 | 14 | 0
PGen | 3 | 24 | 15 | 0
PGen | 3 | 24 | 16 | 0
PGen | 3 | 24 | 17 | 0
PGen | 3 | 24 | 18 | 0
PGen | 3 | 24 | 19 | 0
PGen | 3 | 24 | 20 | 0
PGen | 3 | 24 | 21 | 0
PGen | 3 | 24 | 22 | 0
PGen | 3 | 24 | 23 | 0
PGen | 3 | 24 | 24 | 0
PGen | 3 | 25 | 1 | 0
PGen | 3 | 25 | 2 | 0
PGen | 3 | 25 | 3 | 0
PGen | 3 | 25 | 4 | 0
PGen | 3 | 25 | 5 | 0
PGen | 3 | 25 | 6 | 0
PGen | 3 | 25 | 7 | 0
PGen | 3 | 25 | 8 | 0
PGen | 3 | 25 | 9 | 0
PGen | 3 | 25 | 10 | 0
PGen | 3 | 25 | 11 | 0
PGen | 3 | 25 | 12 | 0
PGen | 3 | 25 | 13 | 0
PGen | 3 | 25 | 14 | 0
PGen | 3 | 25 | 15 | 0
PGen | 3 | 25 | 16 | 0
PGen | 3 | 25 | 17 | 0
PGen | 3 | 25 | 18 | 0
PGen | 3 | 25 | 19 | 0
PGen | 3 | 25 | 20 | 0
PGen | 3 | 25 | 21 | 0
PGen | 3 | 25 | 22 | 0
PGen | 3 | 25 | 23 | 0
PGen | 3 | 25 | 24 | 0
PGen | 3 | 26 | 1 | 0
PGen | 3 | 26 | 2 | 0
PGen | 3 | 26 | 3 | 0
PGen | 3 | 26 | 4 | 0
PGen | 3 | 26 | 5 | 0
PGen | 3 | 26 | 6 | 0
PGen | 3 | 26 | 7 | 0
PGen | 3 | 26 | 8 | 0
PGen | 3 | 26 | 9 | 0
PGen | 3 | 26 | 10 | 0
PGen | 3 | 26 | 11 | 0
PGen | 3 | 26 | 12 | 0
PGen | 3 | 26 | 13 | 0
PGen | 3 | 26 | 14 | 0
PGen | 3 | 26 | 15 | 0
PGen | 3 | 26 | 16 | 0
PGen | 3 | 26 | 17 | 0
PGen | 3 | 26 | 18 | 0
PGen | 3 | 26 | 19 | 0
PGen | 3 | 26 | 20 | 0
PGen | 3 | 26 | 21 | 0
PGen | 3 | 26 | 22 | 0
PGen | 3 | 26 | 23 | 0
PGen | 3 | 26 | 24 | 0
PGen | 3 | 27 | 1 | 0
PGen | 3 | 27 | 2 | 0
PGen | 3 | 27 | 3 | 0
PGen | 3 | 27 | 4 | 0
PGen | 3 | 27 | 5 | 0
PGen | 3 | 27 | 6 | 0
PGen | 3 | 27 | 7 | 0
PGen | 3 | 27 | 8 | 0
PGen | 3 | 27 | 9 | 0
PGen | 3 | 27 | 10 | 0
PGen | 3 | 27 | 11 | 0
PGen | 3 | 27 | 12 | 0
PGen | 3 | 27 | 13 | 0
PGen | 3 | 27 | 14 | 0
PGen | 3 | 27 | 15 | 0
PGen | 3 | 27 | 16 | 0
PGen | 3 | 27 | 17 | 0
PGen | 3 | 27 | 18 | 0
PGen | 3 | 27 | 19 | 0
PGen | 3 | 27 | 20 | 0
PGen | 3 | 27 | 21 | 0
PGen | 3 | 27 | 22 | 0
PGen | 3 | 27 | 23 | 0
PGen | 3 | 27 | 24 | 0
PGen | 3 | 28 | 1 | 0
PGen | 3 | 28 | 2 | 0
PGen | 3 | 28 | 3 | 0
PGen | 3 | 28 | 4 | 0
PGen | 3 | 28 | 5 | 0
PGen | 3 | 28 | 6 | 0
PGen | 3 | 28 | 7 | 0
PGen | 3 | 28 | 8 | 0
PGen | 3 | 28 | 9 | 0
PGen | 3 | 28 | 10 | 0
PGen | 3 | 28 | 11 | 0
PGen | 3 | 28 | 12 | 0
PGen | 3 | 28 | 13 | 0
PGen | 3 | 28 | 14 | 0
PGen | 3 | 28 | 15 | 0
PGen | 3 | 28 | 16 | 0
PGen | 3 | 28 | 17 | 0
PGen | 3 | 28 | 18 | 0
PGen | 3 | 28 | 19 | 0
PGen | 3 | 28 | 20 | 0
PGen | 3 | 28 | 21 | 0
PGen | 3 | 28 | 22 | 0
PGen | 3 | 28 | 23 | 0
PGen | 3 | 28 | 24 | 0
PGen | 3 | 29 | 1 | 0
PGen | 3 | 29 | 2 | 0
PGen | 3 | 29 | 3 | 0
PGen | 3 | 29 | 4 | 0
PGen | 3 | 29 | 5 | 0
PGen | 3 | 29 | 6 | 0
PGen | 3 | 29 | 7 | 0
PGen | 3 | 29 | 8 | 0
PGen | 3 | 29 | 9 | 0
PGen | 3 | 29 | 10 | 0
PGen | 3 | 29 | 11 | 0
PGen | 3 | 29 | 12 | 0
PGen | 3 | 29 | 13 | 0
PGen | 3 | 29 | 14 | 0
PGen | 3 | 29 | 15 | 0
PGen | 3 | 29 | 16 | 0
PGen | 3 | 29 | 17 | 0
PGen | 3 | 29 | 18 | 0
PGen | 3 | 29 | 19 | 0
PGen | 3 | 29 | 20 | 0
PGen | 3 | 29 | 21 | 0
PGen | 3 | 29 | 22 | 0
PGen | 3 | 29 | 23 | 0
PGen | 3 | 29 | 24 | 0
PGen | 3 | 30 | 1 | 0
PGen | 3 | 30 | 2 | 0
PGen | 3 | 30 | 3 | 0
PGen | 3 | 30 | 4 | 0
PGen | 3 | 30 | 5 | 0
PGen | 3 | 30 | 6 | 0
PGen | 3 | 30 | 7 | 0.004
PGen | 3 | 30 | 8 | 0.016
PGen | 3 | 30 | 9 | 0.04
PGen | 3 | 30 | 10 | 0.072
PGen | 3 | 30 | 11 | 0.084
PGen | 3 | 30 | 12 | 0.1
PGen | 3 | 30 | 13 | 0.1
PGen | 3 | 30 | 14 | 0.088
PGen | 3 | 30 | 15 | 0.06
PGen | 3 | 30 | 16 | 0.052
PGen | 3 | 30 | 17 | 0.048
PGen | 3 | 30 | 18 | 0.028
PGen | 3 | 30 | 19 | 0
PGen | 3 | 30 | 20 | 0
PGen | 3 | 30 | 21 | 0
PGen | 3 | 30 | 22 | 0
PGen | 3 | 30 | 23 | 0
PGen | 3 | 30 | 24 | 0
PGen | 3 | 31 | 1 | 0
PGen | 3 | 31 | 2 | 0
PGen | 3 | 31 | 3 | 0
PGen | 3 | 31 | 4 | 0
PGen | 3 | 31 | 5 | 0
PGen | 3 | 31 | 6 | 0
PGen | 3 | 31 | 7 | 0
PGen | 3 | 31 | 8 | 0
PGen | 3 | 31 | 9 | 0
PGen | 3 | 31 | 10 | 0
PGen | 3 | 31 | 11 | 0
PGen | 3 | 31 | 12 | 0
PGen | 3 | 31 | 13 | 0
PGen | 3 | 31 | 14 | 0
PGen | 3 | 31 | 15 | 0
PGen | 3 | 31 | 16 | 0
PGen | 3 | 31 | 17 | 0
PGen | 3 | 31 | 18 | 0
PGen | 3 | 31 | 19 | 0
PGen | 3 | 31 | 20 | 0
PGen | 3 | 31 | 21 | 0
PGen | 3 | 31 | 22 | 0
PGen | 3 | 31 | 23 | 0
PGen | 3 | 31 | 24 | 0
PGen | 3 | 32 | 1 | 0
PGen | 3 | 32 | 2 | 0
PGen | 3 | 32 | 3 | 0
PGen | 3 | 32 | 4 | 0
PGen | 3 | 32 | 5 | 0
PGen | 3 | 32 | 6 | 0
PGen | 3 | 32 | 7 | 0
PGen | 3 | 32 | 8 | 0
PGen | 3 | 32 | 9 | 0
PGen | 3 | 32 | 10 | 0
PGen | 3 | 32 | 11 | 0
PGen | 3 | 32 | 12 | 0
PGen | 3 | 32 | 13 | 0
PGen | 3 | 32 | 14 | 0
PGen | 3 | 32 | 15 | 0
PGen | 3 | 32 | 16 | 0
PGen | 3 | 32 | 17 | 0
PGen | 3 | 32 | 18 | 0
PGen | 3 | 32 | 19 | 0
PGen | 3 | 32 | 20 | 0
PGen | 3 | 32 | 21 | 0
PGen | 3 | 32 | 22 | 0
PGen | 3 | 32 | 23 | 0
PGen | 3 | 32 | 24 | 0
PGen | 3 | 33 | 1 | 0
PGen | 3 | 33 | 2 | 0
PGen | 3 | 33 | 3 | 0
PGen | 3 | 33 | 4 | 0
PGen | 3 | 33 | 5 | 0
PGen | 3 | 33 | 6 | 0
PGen | 3 | 33 | 7 | 0
PGen | 3 | 33 | 8 | 0
PGen | 3 | 33 | 9 | 0
PGen | 3 | 33 | 10 | 0
PGen | 3 | 33 | 11 | 0
PGen | 3 | 33 | 12 | 0
PGen | 3 | 33 | 13 | 0
PGen | 3 | 33 | 14 | 0
PGen | 3 | 33 | 15 | 0
PGen | 3 | 33 | 16 | 0
PGen | 3 | 33 | 17 | 0
PGen | 3 | 33 | 18 | 0
PGen | 3 | 33 | 19 | 0
PGen | 3 | 33 | 20 | 0
PGen | 3 | 33 | 21 | 0
PGen | 3 | 33 | 22 | 0
PGen | 3 | 33 | 23 | 0
PGen | 3 | 33 | 24 | 0

## QGen
Variable_name | Index: Gens | Index: Buses | Index: Times | Value
QGen | 1 | 1 | 1 | 0.18369
QGen | 1 | 1 | 2 | 0.18424
QGen | 1 | 1 | 3 | 0.17485
QGen | 1 | 1 | 4 | 0.18881
QGen | 1 | 1 | 5 | 0.16923
QGen | 1 | 1 | 6 | 0.17035
QGen | 1 | 1 | 7 | 0.17702
QGen | 1 | 1 | 8 | 0.18913
QGen | 1 | 1 | 9 | 0.20479
QGen | 1 | 1 | 10 | 0.21269
QGen | 1 | 1 | 11 | 0.2192
QGen | 1 | 1 | 12 | 0.21337
QGen | 1 | 1 | 13 | 0.20958
QGen | 1 | 1 | 14 | 0.21026
QGen | 1 | 1 | 15 | 0.21845
QGen | 1 | 1 | 16 | 0.21145
QGen | 1 | 1 | 17 | 0.21292
QGen | 1 | 1 | 18 | 0.21997
QGen | 1 | 1 | 19 | 0.22368
QGen | 1 | 1 | 20 | 0.2241
QGen | 1 | 1 | 21 | 0.22328
QGen | 1 | 1 | 22 | 0.22793
QGen | 1 | 1 | 23 | 0.22218
QGen | 1 | 1 | 24 | 0.2007
QGen | 1 | 2 | 1 | 0
QGen | 1 | 2 | 2 | 0
QGen | 1 | 2 | 3 | 0
QGen | 1 | 2 | 4 | 0
QGen | 1 | 2 | 5 | 0
QGen | 1 | 2 | 6 | 0
QGen | 1 | 2 | 7 | 0
QGen | 1 | 2 | 8 | 0
QGen | 1 | 2 | 9 | 0
QGen | 1 | 2 | 10 | 0
QGen | 1 | 2 | 11 | 0
QGen | 1 | 2 | 12 | 0
QGen | 1 | 2 | 13 | 0
QGen | 1 | 2 | 14 | 0
QGen | 1 | 2 | 15 | 0
QGen | 1 | 2 | 16 | 0
QGen | 1 | 2 | 17 | 0
QGen | 1 | 2 | 18 | 0
QGen | 1 | 2 | 19 | 0
QGen | 1 | 2 | 20 | 0
QGen | 1 | 2 | 21 | 0
QGen | 1 | 2 | 22 | 0
QGen | 1 | 2 | 23 | 0
QGen | 1 | 2 | 24 | 0
QGen | 1 | 3 | 1 | 0
QGen | 1 | 3 | 2 | 0
QGen | 1 | 3 | 3 | 0
QGen | 1 | 3 | 4 | 0
QGen | 1 | 3 | 5 | 0
QGen | 1 | 3 | 6 | 0
QGen | 1 | 3 | 7 | 0
QGen | 1 | 3 | 8 | 0
QGen | 1 | 3 | 9 | 0
QGen | 1 | 3 | 10 | 0
QGen | 1 | 3 | 11 | 0
QGen | 1 | 3 | 12 | 0
QGen | 1 | 3 | 13 | 0
QGen | 1 | 3 | 14 | 0
QGen | 1 | 3 | 15 | 0
QGen | 1 | 3 | 16 | 0
QGen | 1 | 3 | 17 | 0
QGen | 1 | 3 | 18 | 0
QGen | 1 | 3 | 19 | 0
QGen | 1 | 3 | 20 | 0
QGen | 1 | 3 | 21 | 0
QGen | 1 | 3 | 22 | 0
QGen | 1 | 3 | 23 | 0
QGen | 1 | 3 | 24 | 0
QGen | 1 | 4 | 1 | 0
QGen | 1 | 4 | 2 | 0
QGen | 1 | 4 | 3 | 0
QGen | 1 | 4 | 4 | 0
QGen | 1 | 4 | 5 | 0
QGen | 1 | 4 | 6 | 0
QGen | 1 | 4 | 7 | 0
QGen | 1 | 4 | 8 | 0
QGen | 1 | 4 | 9 | 0
QGen | 1 | 4 | 10 | 0
QGen | 1 | 4 | 11 | 0
QGen | 1 | 4 | 12 | 0
QGen | 1 | 4 | 13 | 0
QGen | 1 | 4 | 14 | 0
QGen | 1 | 4 | 15 | 0
QGen | 1 | 4 | 16 | 0
QGen | 1 | 4 | 17 | 0
QGen | 1 | 4 | 18 | 0
QGen | 1 | 4 | 19 | 0
QGen | 1 | 4 | 20 | 0
QGen | 1 | 4 | 21 | 0
QGen | 1 | 4 | 22 | 0
QGen | 1 | 4 | 23 | 0
QGen | 1 | 4 | 24 | 0
QGen | 1 | 5 | 1 | 0
QGen | 1 | 5 | 2 | 0
QGen | 1 | 5 | 3 | 0
QGen | 1 | 5 | 4 | 0
QGen | 1 | 5 | 5 | 0
QGen | 1 | 5 | 6 | 0
QGen | 1 | 5 | 7 | 0
QGen | 1 | 5 | 8 | 0
QGen | 1 | 5 | 9 | 0
QGen | 1 | 5 | 10 | 0
QGen | 1 | 5 | 11 | 0
QGen | 1 | 5 | 12 | 0
QGen | 1 | 5 | 13 | 0
QGen | 1 | 5 | 14 | 0
QGen | 1 | 5 | 15 | 0
QGen | 1 | 5 | 16 | 0
QGen | 1 | 5 | 17 | 0
QGen | 1 | 5 | 18 | 0
QGen | 1 | 5 | 19 | 0
QGen | 1 | 5 | 20 | 0
QGen | 1 | 5 | 21 | 0
QGen | 1 | 5 | 22 | 0
QGen | 1 | 5 | 23 | 0
QGen | 1 | 5 | 24 | 0
QGen | 1 | 6 | 1 | 0
QGen | 1 | 6 | 2 | 0
QGen | 1 | 6 | 3 | 0
QGen | 1 | 6 | 4 | 0
QGen | 1 | 6 | 5 | 0
QGen | 1 | 6 | 6 | 0
QGen | 1 | 6 | 7 | 0
QGen | 1 | 6 | 8 | 0
QGen | 1 | 6 | 9 | 0
QGen | 1 | 6 | 10 | 0
QGen | 1 | 6 | 11 | 0
QGen | 1 | 6 | 12 | 0
QGen | 1 | 6 | 13 | 0
QGen | 1 | 6 | 14 | 0
QGen | 1 | 6 | 15 | 0
QGen | 1 | 6 | 16 | 0
QGen | 1 | 6 | 17 | 0
QGen | 1 | 6 | 18 | 0
QGen | 1 | 6 | 19 | 0
QGen | 1 | 6 | 20 | 0
QGen | 1 | 6 | 21 | 0
QGen | 1 | 6 | 22 | 0
QGen | 1 | 6 | 23 | 0
QGen | 1 | 6 | 24 | 0
QGen | 1 | 7 | 1 | 0
QGen | 1 | 7 | 2 | 0
QGen | 1 | 7 | 3 | 0
QGen | 1 | 7 | 4 | 0
QGen | 1 | 7 | 5 | 0
QGen | 1 | 7 | 6 | 0
QGen | 1 | 7 | 7 | 0
QGen | 1 | 7 | 8 | 0
QGen | 1 | 7 | 9 | 0
QGen | 1 | 7 | 10 | 0
QGen | 1 | 7 | 11 | 0
QGen | 1 | 7 | 12 | 0
QGen | 1 | 7 | 13 | 0
QGen | 1 | 7 | 14 | 0
QGen | 1 | 7 | 15 | 0
QGen | 1 | 7 | 16 | 0
QGen | 1 | 7 | 17 | 0
QGen | 1 | 7 | 18 | 0
QGen | 1 | 7 | 19 | 0
QGen | 1 | 7 | 20 | 0
QGen | 1 | 7 | 21 | 0
QGen | 1 | 7 | 22 | 0
QGen | 1 | 7 | 23 | 0
QGen | 1 | 7 | 24 | 0
QGen | 1 | 8 | 1 | 0
QGen | 1 | 8 | 2 | 0
QGen | 1 | 8 | 3 | 0
QGen | 1 | 8 | 4 | 0
QGen | 1 | 8 | 5 | 0
QGen | 1 | 8 | 6 | 0
QGen | 1 | 8 | 7 | 0
QGen | 1 | 8 | 8 | 0
QGen | 1 | 8 | 9 | 0
QGen | 1 | 8 | 10 | 0
QGen | 1 | 8 | 11 | 0
QGen | 1 | 8 | 12 | 0
QGen | 1 | 8 | 13 | 0
QGen | 1 | 8 | 14 | 0
QGen | 1 | 8 | 15 | 0
QGen | 1 | 8 | 16 | 0
QGen | 1 | 8 | 17 | 0
QGen | 1 | 8 | 18 | 0
QGen | 1 | 8 | 19 | 0
QGen | 1 | 8 | 20 | 0
QGen | 1 | 8 | 21 | 0
QGen | 1 | 8 | 22 | 0
QGen | 1 | 8 | 23 | 0
QGen | 1 | 8 | 24 | 0
QGen | 1 | 9 | 1 | 0
QGen | 1 | 9 | 2 | 0
QGen | 1 | 9 | 3 | 0
QGen | 1 | 9 | 4 | 0
QGen | 1 | 9 | 5 | 0
QGen | 1 | 9 | 6 | 0
QGen | 1 | 9 | 7 | 0
QGen | 1 | 9 | 8 | 0
QGen | 1 | 9 | 9 | 0
QGen | 1 | 9 | 10 | 0
QGen | 1 | 9 | 11 | 0
QGen | 1 | 9 | 12 | 0
QGen | 1 | 9 | 13 | 0
QGen | 1 | 9 | 14 | 0
QGen | 1 | 9 | 15 | 0
QGen | 1 | 9 | 16 | 0
QGen | 1 | 9 | 17 | 0
QGen | 1 | 9 | 18 | 0
QGen | 1 | 9 | 19 | 0
QGen | 1 | 9 | 20 | 0
QGen | 1 | 9 | 21 | 0
QGen | 1 | 9 | 22 | 0
QGen | 1 | 9 | 23 | 0
QGen | 1 | 9 | 24 | 0
QGen | 1 | 10 | 1 | 0
QGen | 1 | 10 | 2 | 0
QGen | 1 | 10 | 3 | 0
QGen | 1 | 10 | 4 | 0
QGen | 1 | 10 | 5 | 0
QGen | 1 | 10 | 6 | 0
QGen | 1 | 10 | 7 | 0
QGen | 1 | 10 | 8 | 0
QGen | 1 | 10 | 9 | 0
QGen | 1 | 10 | 10 | 0
QGen | 1 | 10 | 11 | 0
QGen | 1 | 10 | 12 | 0
QGen | 1 | 10 | 13 | 0
QGen | 1 | 10 | 14 | 0
QGen | 1 | 10 | 15 | 0
QGen | 1 | 10 | 16 | 0
QGen | 1 | 10 | 17 | 0
QGen | 1 | 10 | 18 | 0
QGen | 1 | 10 | 19 | 0
QGen | 1 | 10 | 20 | 0
QGen | 1 | 10 | 21 | 0
QGen | 1 | 10 | 22 | 0
QGen | 1 | 10 | 23 | 0
QGen | 1 | 10 | 24 | 0
QGen | 1 | 11 | 1 | 0
QGen | 1 | 11 | 2 | 0
QGen | 1 | 11 | 3 | 0
QGen | 1 | 11 | 4 | 0
QGen | 1 | 11 | 5 | 0
QGen | 1 | 11 | 6 | 0
QGen | 1 | 11 | 7 | 0
QGen | 1 | 11 | 8 | 0
QGen | 1 | 11 | 9 | 0
QGen | 1 | 11 | 10 | 0
QGen | 1 | 11 | 11 | 0
QGen | 1 | 11 | 12 | 0
QGen | 1 | 11 | 13 | 0
QGen | 1 | 11 | 14 | 0
QGen | 1 | 11 | 15 | 0
QGen | 1 | 11 | 16 | 0
QGen | 1 | 11 | 17 | 0
QGen | 1 | 11 | 18 | 0
QGen | 1 | 11 | 19 | 0
QGen | 1 | 11 | 20 | 0
QGen | 1 | 11 | 21 | 0
QGen | 1 | 11 | 22 | 0
QGen | 1 | 11 | 23 | 0
QGen | 1 | 11 | 24 | 0
QGen | 1 | 12 | 1 | 0
QGen | 1 | 12 | 2 | 0
QGen | 1 | 12 | 3 | 0
QGen | 1 | 12 | 4 | 0
QGen | 1 | 12 | 5 | 0
QGen | 1 | 12 | 6 | 0
QGen | 1 | 12 | 7 | 0
QGen | 1 | 12 | 8 | 0
QGen | 1 | 12 | 9 | 0
QGen | 1 | 12 | 10 | 0
QGen | 1 | 12 | 11 | 0
QGen | 1 | 12 | 12 | 0
QGen | 1 | 12 | 13 | 0
QGen | 1 | 12 | 14 | 0
QGen | 1 | 12 | 15 | 0
QGen | 1 | 12 | 16 | 0
QGen | 1 | 12 | 17 | 0
QGen | 1 | 12 | 18 | 0
QGen | 1 | 12 | 19 | 0
QGen | 1 | 12 | 20 | 0
QGen | 1 | 12 | 21 | 0
QGen | 1 | 12 | 22 | 0
QGen | 1 | 12 | 23 | 0
QGen | 1 | 12 | 24 | 0
QGen | 1 | 13 | 1 | 0
QGen | 1 | 13 | 2 | 0
QGen | 1 | 13 | 3 | 0
QGen | 1 | 13 | 4 | 0
QGen | 1 | 13 | 5 | 0
QGen | 1 | 13 | 6 | 0
QGen | 1 | 13 | 7 | 0
QGen | 1 | 13 | 8 | 0
QGen | 1 | 13 | 9 | 0
QGen | 1 | 13 | 10 | 0
QGen | 1 | 13 | 11 | 0
QGen | 1 | 13 | 12 | 0
QGen | 1 | 13 | 13 | 0
QGen | 1 | 13 | 14 | 0
QGen | 1 | 13 | 15 | 0
QGen | 1 | 13 | 16 | 0
QGen | 1 | 13 | 17 | 0
QGen | 1 | 13 | 18 | 0
QGen | 1 | 13 | 19 | 0
QGen | 1 | 13 | 20 | 0
QGen | 1 | 13 | 21 | 0
QGen | 1 | 13 | 22 | 0
QGen | 1 | 13 | 23 | 0
QGen | 1 | 13 | 24 | 0
QGen | 1 | 14 | 1 | 0
QGen | 1 | 14 | 2 | 0
QGen | 1 | 14 | 3 | 0
QGen | 1 | 14 | 4 | 0
QGen | 1 | 14 | 5 | 0
QGen | 1 | 14 | 6 | 0
QGen | 1 | 14 | 7 | 0
QGen | 1 | 14 | 8 | 0
QGen | 1 | 14 | 9 | 0
QGen | 1 | 14 | 10 | 0
QGen | 1 | 14 | 11 | 0
QGen | 1 | 14 | 12 | 0
QGen | 1 | 14 | 13 | 0
QGen | 1 | 14 | 14 | 0
QGen | 1 | 14 | 15 | 0
QGen | 1 | 14 | 16 | 0
QGen | 1 | 14 | 17 | 0
QGen | 1 | 14 | 18 | 0
QGen | 1 | 14 | 19 | 0
QGen | 1 | 14 | 20 | 0
QGen | 1 | 14 | 21 | 0
QGen | 1 | 14 | 22 | 0
QGen | 1 | 14 | 23 | 0
QGen | 1 | 14 | 24 | 0
QGen | 1 | 15 | 1 | 0
QGen | 1 | 15 | 2 | 0
QGen | 1 | 15 | 3 | 0
QGen | 1 | 15 | 4 | 0
QGen | 1 | 15 | 5 | 0
QGen | 1 | 15 | 6 | 0
QGen | 1 | 15 | 7 | 0
QGen | 1 | 15 | 8 | 0
QGen | 1 | 15 | 9 | 0
QGen | 1 | 15 | 10 | 0
QGen | 1 | 15 | 11 | 0
QGen | 1 | 15 | 12 | 0
QGen | 1 | 15 | 13 | 0
QGen | 1 | 15 | 14 | 0
QGen | 1 | 15 | 15 | 0
QGen | 1 | 15 | 16 | 0
QGen | 1 | 15 | 17 | 0
QGen | 1 | 15 | 18 | 0
QGen | 1 | 15 | 19 | 0
QGen | 1 | 15 | 20 | 0
QGen | 1 | 15 | 21 | 0
QGen | 1 | 15 | 22 | 0
QGen | 1 | 15 | 23 | 0
QGen | 1 | 15 | 24 | 0
QGen | 1 | 16 | 1 | 0
QGen | 1 | 16 | 2 | 0
QGen | 1 | 16 | 3 | 0
QGen | 1 | 16 | 4 | 0
QGen | 1 | 16 | 5 | 0
QGen | 1 | 16 | 6 | 0
QGen | 1 | 16 | 7 | 0
QGen | 1 | 16 | 8 | 0
QGen | 1 | 16 | 9 | 0
QGen | 1 | 16 | 10 | 0
QGen | 1 | 16 | 11 | 0
QGen | 1 | 16 | 12 | 0
QGen | 1 | 16 | 13 | 0
QGen | 1 | 16 | 14 | 0
QGen | 1 | 16 | 15 | 0
QGen | 1 | 16 | 16 | 0
QGen | 1 | 16 | 17 | 0
QGen | 1 | 16 | 18 | 0
QGen | 1 | 16 | 19 | 0
QGen | 1 | 16 | 20 | 0
QGen | 1 | 16 | 21 | 0
QGen | 1 | 16 | 22 | 0
QGen | 1 | 16 | 23 | 0
QGen | 1 | 16 | 24 | 0
QGen | 1 | 17 | 1 | 0
QGen | 1 | 17 | 2 | 0
QGen | 1 | 17 | 3 | 0
QGen | 1 | 17 | 4 | 0
QGen | 1 | 17 | 5 | 0
QGen | 1 | 17 | 6 | 0
QGen | 1 | 17 | 7 | 0
QGen | 1 | 17 | 8 | 0
QGen | 1 | 17 | 9 | 0
QGen | 1 | 17 | 10 | 0
QGen | 1 | 17 | 11 | 0
QGen | 1 | 17 | 12 | 0
QGen | 1 | 17 | 13 | 0
QGen | 1 | 17 | 14 | 0
QGen | 1 | 17 | 15 | 0
QGen | 1 | 17 | 16 | 0
QGen | 1 | 17 | 17 | 0
QGen | 1 | 17 | 18 | 0
QGen | 1 | 17 | 19 | 0
QGen | 1 | 17 | 20 | 0
QGen | 1 | 17 | 21 | 0
QGen | 1 | 17 | 22 | 0
QGen | 1 | 17 | 23 | 0
QGen | 1 | 17 | 24 | 0
QGen | 1 | 18 | 1 | 0
QGen | 1 | 18 | 2 | 0
QGen | 1 | 18 | 3 | 0
QGen | 1 | 18 | 4 | 0
QGen | 1 | 18 | 5 | 0
QGen | 1 | 18 | 6 | 0
QGen | 1 | 18 | 7 | 0
QGen | 1 | 18 | 8 | 0
QGen | 1 | 18 | 9 | 0
QGen | 1 | 18 | 10 | 0
QGen | 1 | 18 | 11 | 0
QGen | 1 | 18 | 12 | 0
QGen | 1 | 18 | 13 | 0
QGen | 1 | 18 | 14 | 0
QGen | 1 | 18 | 15 | 0
QGen | 1 | 18 | 16 | 0
QGen | 1 | 18 | 17 | 0
QGen | 1 | 18 | 18 | 0
QGen | 1 | 18 | 19 | 0
QGen | 1 | 18 | 20 | 0
QGen | 1 | 18 | 21 | 0
QGen | 1 | 18 | 22 | 0
QGen | 1 | 18 | 23 | 0
QGen | 1 | 18 | 24 | 0
QGen | 1 | 19 | 1 | 0
QGen | 1 | 19 | 2 | 0
QGen | 1 | 19 | 3 | 0
QGen | 1 | 19 | 4 | 0
QGen | 1 | 19 | 5 | 0
QGen | 1 | 19 | 6 | 0
QGen | 1 | 19 | 7 | 0
QGen | 1 | 19 | 8 | 0
QGen | 1 | 19 | 9 | 0
QGen | 1 | 19 | 10 | 0
QGen | 1 | 19 | 11 | 0
QGen | 1 | 19 | 12 | 0
QGen | 1 | 19 | 13 | 0
QGen | 1 | 19 | 14 | 0
QGen | 1 | 19 | 15 | 0
QGen | 1 | 19 | 16 | 0
QGen | 1 | 19 | 17 | 0
QGen | 1 | 19 | 18 | 0
QGen | 1 | 19 | 19 | 0
QGen | 1 | 19 | 20 | 0
QGen | 1 | 19 | 21 | 0
QGen | 1 | 19 | 22 | 0
QGen | 1 | 19 | 23 | 0
QGen | 1 | 19 | 24 | 0
QGen | 1 | 20 | 1 | 0
QGen | 1 | 20 | 2 | 0
QGen | 1 | 20 | 3 | 0
QGen | 1 | 20 | 4 | 0
QGen | 1 | 20 | 5 | 0
QGen | 1 | 20 | 6 | 0
QGen | 1 | 20 | 7 | 0
QGen | 1 | 20 | 8 | 0
QGen | 1 | 20 | 9 | 0
QGen | 1 | 20 | 10 | 0
QGen | 1 | 20 | 11 | 0
QGen | 1 | 20 | 12 | 0
QGen | 1 | 20 | 13 | 0
QGen | 1 | 20 | 14 | 0
QGen | 1 | 20 | 15 | 0
QGen | 1 | 20 | 16 | 0
QGen | 1 | 20 | 17 | 0
QGen | 1 | 20 | 18 | 0
QGen | 1 | 20 | 19 | 0
QGen | 1 | 20 | 20 | 0
QGen | 1 | 20 | 21 | 0
QGen | 1 | 20 | 22 | 0
QGen | 1 | 20 | 23 | 0
QGen | 1 | 20 | 24 | 0
QGen | 1 | 21 | 1 | 0
QGen | 1 | 21 | 2 | 0
QGen | 1 | 21 | 3 | 0
QGen | 1 | 21 | 4 | 0
QGen | 1 | 21 | 5 | 0
QGen | 1 | 21 | 6 | 0
QGen | 1 | 21 | 7 | 0
QGen | 1 | 21 | 8 | 0
QGen | 1 | 21 | 9 | 0
QGen | 1 | 21 | 10 | 0
QGen | 1 | 21 | 11 | 0
QGen | 1 | 21 | 12 | 0
QGen | 1 | 21 | 13 | 0
QGen | 1 | 21 | 14 | 0
QGen | 1 | 21 | 15 | 0
QGen | 1 | 21 | 16 | 0
QGen | 1 | 21 | 17 | 0
QGen | 1 | 21 | 18 | 0
QGen | 1 | 21 | 19 | 0
QGen | 1 | 21 | 20 | 0
QGen | 1 | 21 | 21 | 0
QGen | 1 | 21 | 22 | 0
QGen | 1 | 21 | 23 | 0
QGen | 1 | 21 | 24 | 0
QGen | 1 | 22 | 1 | 0
QGen | 1 | 22 | 2 | 0
QGen | 1 | 22 | 3 | 0
QGen | 1 | 22 | 4 | 0
QGen | 1 | 22 | 5 | 0
QGen | 1 | 22 | 6 | 0
QGen | 1 | 22 | 7 | 0
QGen | 1 | 22 | 8 | 0
QGen | 1 | 22 | 9 | 0
QGen | 1 | 22 | 10 | 0
QGen | 1 | 22 | 11 | 0
QGen | 1 | 22 | 12 | 0
QGen | 1 | 22 | 13 | 0
QGen | 1 | 22 | 14 | 0
QGen | 1 | 22 | 15 | 0
QGen | 1 | 22 | 16 | 0
QGen | 1 | 22 | 17 | 0
QGen | 1 | 22 | 18 | 0
QGen | 1 | 22 | 19 | 0
QGen | 1 | 22 | 20 | 0
QGen | 1 | 22 | 21 | 0
QGen | 1 | 22 | 22 | 0
QGen | 1 | 22 | 23 | 0
QGen | 1 | 22 | 24 | 0
QGen | 1 | 23 | 1 | 0
QGen | 1 | 23 | 2 | 0
QGen | 1 | 23 | 3 | 0
QGen | 1 | 23 | 4 | 0
QGen | 1 | 23 | 5 | 0
QGen | 1 | 23 | 6 | 0
QGen | 1 | 23 | 7 | 0
QGen | 1 | 23 | 8 | 0
QGen | 1 | 23 | 9 | 0
QGen | 1 | 23 | 10 | 0
QGen | 1 | 23 | 11 | 0
QGen | 1 | 23 | 12 | 0
QGen | 1 | 23 | 13 | 0
QGen | 1 | 23 | 14 | 0
QGen | 1 | 23 | 15 | 0
QGen | 1 | 23 | 16 | 0
QGen | 1 | 23 | 17 | 0
QGen | 1 | 23 | 18 | 0
QGen | 1 | 23 | 19 | 0
QGen | 1 | 23 | 20 | 0
QGen | 1 | 23 | 21 | 0
QGen | 1 | 23 | 22 | 0
QGen | 1 | 23 | 23 | 0
QGen | 1 | 23 | 24 | 0
QGen | 1 | 24 | 1 | 0
QGen | 1 | 24 | 2 | 0
QGen | 1 | 24 | 3 | 0
QGen | 1 | 24 | 4 | 0
QGen | 1 | 24 | 5 | 0
QGen | 1 | 24 | 6 | 0
QGen | 1 | 24 | 7 | 0
QGen | 1 | 24 | 8 | 0
QGen | 1 | 24 | 9 | 0
QGen | 1 | 24 | 10 | 0
QGen | 1 | 24 | 11 | 0
QGen | 1 | 24 | 12 | 0
QGen | 1 | 24 | 13 | 0
QGen | 1 | 24 | 14 | 0
QGen | 1 | 24 | 15 | 0
QGen | 1 | 24 | 16 | 0
QGen | 1 | 24 | 17 | 0
QGen | 1 | 24 | 18 | 0
QGen | 1 | 24 | 19 | 0
QGen | 1 | 24 | 20 | 0
QGen | 1 | 24 | 21 | 0
QGen | 1 | 24 | 22 | 0
QGen | 1 | 24 | 23 | 0
QGen | 1 | 24 | 24 | 0
QGen | 1 | 25 | 1 | 0
QGen | 1 | 25 | 2 | 0
QGen | 1 | 25 | 3 | 0
QGen | 1 | 25 | 4 | 0
QGen | 1 | 25 | 5 | 0
QGen | 1 | 25 | 6 | 0
QGen | 1 | 25 | 7 | 0
QGen | 1 | 25 | 8 | 0
QGen | 1 | 25 | 9 | 0
QGen | 1 | 25 | 10 | 0
QGen | 1 | 25 | 11 | 0
QGen | 1 | 25 | 12 | 0
QGen | 1 | 25 | 13 | 0
QGen | 1 | 25 | 14 | 0
QGen | 1 | 25 | 15 | 0
QGen | 1 | 25 | 16 | 0
QGen | 1 | 25 | 17 | 0
QGen | 1 | 25 | 18 | 0
QGen | 1 | 25 | 19 | 0
QGen | 1 | 25 | 20 | 0
QGen | 1 | 25 | 21 | 0
QGen | 1 | 25 | 22 | 0
QGen | 1 | 25 | 23 | 0
QGen | 1 | 25 | 24 | 0
QGen | 1 | 26 | 1 | 0
QGen | 1 | 26 | 2 | 0
QGen | 1 | 26 | 3 | 0
QGen | 1 | 26 | 4 | 0
QGen | 1 | 26 | 5 | 0
QGen | 1 | 26 | 6 | 0
QGen | 1 | 26 | 7 | 0
QGen | 1 | 26 | 8 | 0
QGen | 1 | 26 | 9 | 0
QGen | 1 | 26 | 10 | 0
QGen | 1 | 26 | 11 | 0
QGen | 1 | 26 | 12 | 0
QGen | 1 | 26 | 13 | 0
QGen | 1 | 26 | 14 | 0
QGen | 1 | 26 | 15 | 0
QGen | 1 | 26 | 16 | 0
QGen | 1 | 26 | 17 | 0
QGen | 1 | 26 | 18 | 0
QGen | 1 | 26 | 19 | 0
QGen | 1 | 26 | 20 | 0
QGen | 1 | 26 | 21 | 0
QGen | 1 | 26 | 22 | 0
QGen | 1 | 26 | 23 | 0
QGen | 1 | 26 | 24 | 0
QGen | 1 | 27 | 1 | 0
QGen | 1 | 27 | 2 | 0
QGen | 1 | 27 | 3 | 0
QGen | 1 | 27 | 4 | 0
QGen | 1 | 27 | 5 | 0
QGen | 1 | 27 | 6 | 0
QGen | 1 | 27 | 7 | 0
QGen | 1 | 27 | 8 | 0
QGen | 1 | 27 | 9 | 0
QGen | 1 | 27 | 10 | 0
QGen | 1 | 27 | 11 | 0
QGen | 1 | 27 | 12 | 0
QGen | 1 | 27 | 13 | 0
QGen | 1 | 27 | 14 | 0
QGen | 1 | 27 | 15 | 0
QGen | 1 | 27 | 16 | 0
QGen | 1 | 27 | 17 | 0
QGen | 1 | 27 | 18 | 0
QGen | 1 | 27 | 19 | 0
QGen | 1 | 27 | 20 | 0
QGen | 1 | 27 | 21 | 0
QGen | 1 | 27 | 22 | 0
QGen | 1 | 27 | 23 | 0
QGen | 1 | 27 | 24 | 0
QGen | 1 | 28 | 1 | 0
QGen | 1 | 28 | 2 | 0
QGen | 1 | 28 | 3 | 0
QGen | 1 | 28 | 4 | 0
QGen | 1 | 28 | 5 | 0
QGen | 1 | 28 | 6 | 0
QGen | 1 | 28 | 7 | 0
QGen | 1 | 28 | 8 | 0
QGen | 1 | 28 | 9 | 0
QGen | 1 | 28 | 10 | 0
QGen | 1 | 28 | 11 | 0
QGen | 1 | 28 | 12 | 0
QGen | 1 | 28 | 13 | 0
QGen | 1 | 28 | 14 | 0
QGen | 1 | 28 | 15 | 0
QGen | 1 | 28 | 16 | 0
QGen | 1 | 28 | 17 | 0
QGen | 1 | 28 | 18 | 0
QGen | 1 | 28 | 19 | 0
QGen | 1 | 28 | 20 | 0
QGen | 1 | 28 | 21 | 0
QGen | 1 | 28 | 22 | 0
QGen | 1 | 28 | 23 | 0
QGen | 1 | 28 | 24 | 0
QGen | 1 | 29 | 1 | 0
QGen | 1 | 29 | 2 | 0
QGen | 1 | 29 | 3 | 0
QGen | 1 | 29 | 4 | 0
QGen | 1 | 29 | 5 | 0
QGen | 1 | 29 | 6 | 0
QGen | 1 | 29 | 7 | 0
QGen | 1 | 29 | 8 | 0
QGen | 1 | 29 | 9 | 0
QGen | 1 | 29 | 10 | 0
QGen | 1 | 29 | 11 | 0
QGen | 1 | 29 | 12 | 0
QGen | 1 | 29 | 13 | 0
QGen | 1 | 29 | 14 | 0
QGen | 1 | 29 | 15 | 0
QGen | 1 | 29 | 16 | 0
QGen | 1 | 29 | 17 | 0
QGen | 1 | 29 | 18 | 0
QGen | 1 | 29 | 19 | 0
QGen | 1 | 29 | 20 | 0
QGen | 1 | 29 | 21 | 0
QGen | 1 | 29 | 22 | 0
QGen | 1 | 29 | 23 | 0
QGen | 1 | 29 | 24 | 0
QGen | 1 | 30 | 1 | 0
QGen | 1 | 30 | 2 | 0
QGen | 1 | 30 | 3 | 0
QGen | 1 | 30 | 4 | 0
QGen | 1 | 30 | 5 | 0
QGen | 1 | 30 | 6 | 0
QGen | 1 | 30 | 7 | 0
QGen | 1 | 30 | 8 | 0
QGen | 1 | 30 | 9 | 0
QGen | 1 | 30 | 10 | 0
QGen | 1 | 30 | 11 | 0
QGen | 1 | 30 | 12 | 0
QGen | 1 | 30 | 13 | 0
QGen | 1 | 30 | 14 | 0
QGen | 1 | 30 | 15 | 0
QGen | 1 | 30 | 16 | 0
QGen | 1 | 30 | 17 | 0
QGen | 1 | 30 | 18 | 0
QGen | 1 | 30 | 19 | 0
QGen | 1 | 30 | 20 | 0
QGen | 1 | 30 | 21 | 0
QGen | 1 | 30 | 22 | 0
QGen | 1 | 30 | 23 | 0
QGen | 1 | 30 | 24 | 0
QGen | 1 | 31 | 1 | 0
QGen | 1 | 31 | 2 | 0
QGen | 1 | 31 | 3 | 0
QGen | 1 | 31 | 4 | 0
QGen | 1 | 31 | 5 | 0
QGen | 1 | 31 | 6 | 0
QGen | 1 | 31 | 7 | 0
QGen | 1 | 31 | 8 | 0
QGen | 1 | 31 | 9 | 0
QGen | 1 | 31 | 10 | 0
QGen | 1 | 31 | 11 | 0
QGen | 1 | 31 | 12 | 0
QGen | 1 | 31 | 13 | 0
QGen | 1 | 31 | 14 | 0
QGen | 1 | 31 | 15 | 0
QGen | 1 | 31 | 16 | 0
QGen | 1 | 31 | 17 | 0
QGen | 1 | 31 | 18 | 0
QGen | 1 | 31 | 19 | 0
QGen | 1 | 31 | 20 | 0
QGen | 1 | 31 | 21 | 0
QGen | 1 | 31 | 22 | 0
QGen | 1 | 31 | 23 | 0
QGen | 1 | 31 | 24 | 0
QGen | 1 | 32 | 1 | 0
QGen | 1 | 32 | 2 | 0
QGen | 1 | 32 | 3 | 0
QGen | 1 | 32 | 4 | 0
QGen | 1 | 32 | 5 | 0
QGen | 1 | 32 | 6 | 0
QGen | 1 | 32 | 7 | 0
QGen | 1 | 32 | 8 | 0
QGen | 1 | 32 | 9 | 0
QGen | 1 | 32 | 10 | 0
QGen | 1 | 32 | 11 | 0
QGen | 1 | 32 | 12 | 0
QGen | 1 | 32 | 13 | 0
QGen | 1 | 32 | 14 | 0
QGen | 1 | 32 | 15 | 0
QGen | 1 | 32 | 16 | 0
QGen | 1 | 32 | 17 | 0
QGen | 1 | 32 | 18 | 0
QGen | 1 | 32 | 19 | 0
QGen | 1 | 32 | 20 | 0
QGen | 1 | 32 | 21 | 0
QGen | 1 | 32 | 22 | 0
QGen | 1 | 32 | 23 | 0
QGen | 1 | 32 | 24 | 0
QGen | 1 | 33 | 1 | 0
QGen | 1 | 33 | 2 | 0
QGen | 1 | 33 | 3 | 0
QGen | 1 | 33 | 4 | 0
QGen | 1 | 33 | 5 | 0
QGen | 1 | 33 | 6 | 0
QGen | 1 | 33 | 7 | 0
QGen | 1 | 33 | 8 | 0
QGen | 1 | 33 | 9 | 0
QGen | 1 | 33 | 10 | 0
QGen | 1 | 33 | 11 | 0
QGen | 1 | 33 | 12 | 0
QGen | 1 | 33 | 13 | 0
QGen | 1 | 33 | 14 | 0
QGen | 1 | 33 | 15 | 0
QGen | 1 | 33 | 16 | 0
QGen | 1 | 33 | 17 | 0
QGen | 1 | 33 | 18 | 0
QGen | 1 | 33 | 19 | 0
QGen | 1 | 33 | 20 | 0
QGen | 1 | 33 | 21 | 0
QGen | 1 | 33 | 22 | 0
QGen | 1 | 33 | 23 | 0
QGen | 1 | 33 | 24 | 0
QGen | 2 | 1 | 1 | 0
QGen | 2 | 1 | 2 | 0
QGen | 2 | 1 | 3 | 0
QGen | 2 | 1 | 4 | 0
QGen | 2 | 1 | 5 | 0
QGen | 2 | 1 | 6 | 0
QGen | 2 | 1 | 7 | 0
QGen | 2 | 1 | 8 | 0
QGen | 2 | 1 | 9 | 0
QGen | 2 | 1 | 10 | 0
QGen | 2 | 1 | 11 | 0
QGen | 2 | 1 | 12 | 0
QGen | 2 | 1 | 13 | 0
QGen | 2 | 1 | 14 | 0
QGen | 2 | 1 | 15 | 0
QGen | 2 | 1 | 16 | 0
QGen | 2 | 1 | 17 | 0
QGen | 2 | 1 | 18 | 0
QGen | 2 | 1 | 19 | 0
QGen | 2 | 1 | 20 | 0
QGen | 2 | 1 | 21 | 0
QGen | 2 | 1 | 22 | 0
QGen | 2 | 1 | 23 | 0
QGen | 2 | 1 | 24 | 0
QGen | 2 | 2 | 1 | 0
QGen | 2 | 2 | 2 | 0
QGen | 2 | 2 | 3 | 0
QGen | 2 | 2 | 4 | 0
QGen | 2 | 2 | 5 | 0
QGen | 2 | 2 | 6 | 0
QGen | 2 | 2 | 7 | 0
QGen | 2 | 2 | 8 | 0
QGen | 2 | 2 | 9 | 0
QGen | 2 | 2 | 10 | 0
QGen | 2 | 2 | 11 | 0
QGen | 2 | 2 | 12 | 0
QGen | 2 | 2 | 13 | 0
QGen | 2 | 2 | 14 | 0
QGen | 2 | 2 | 15 | 0
QGen | 2 | 2 | 16 | 0
QGen | 2 | 2 | 17 | 0
QGen | 2 | 2 | 18 | 0
QGen | 2 | 2 | 19 | 0
QGen | 2 | 2 | 20 | 0
QGen | 2 | 2 | 21 | 0
QGen | 2 | 2 | 22 | 0
QGen | 2 | 2 | 23 | 0
QGen | 2 | 2 | 24 | 0
QGen | 2 | 3 | 1 | 0
QGen | 2 | 3 | 2 | 0
QGen | 2 | 3 | 3 | 0
QGen | 2 | 3 | 4 | 0
QGen | 2 | 3 | 5 | 0
QGen | 2 | 3 | 6 | 0
QGen | 2 | 3 | 7 | 0
QGen | 2 | 3 | 8 | 0
QGen | 2 | 3 | 9 | 0
QGen | 2 | 3 | 10 | 0
QGen | 2 | 3 | 11 | 0
QGen | 2 | 3 | 12 | 0
QGen | 2 | 3 | 13 | 0
QGen | 2 | 3 | 14 | 0
QGen | 2 | 3 | 15 | 0
QGen | 2 | 3 | 16 | 0
QGen | 2 | 3 | 17 | 0
QGen | 2 | 3 | 18 | 0
QGen | 2 | 3 | 19 | 0
QGen | 2 | 3 | 20 | 0
QGen | 2 | 3 | 21 | 0
QGen | 2 | 3 | 22 | 0
QGen | 2 | 3 | 23 | 0
QGen | 2 | 3 | 24 | 0
QGen | 2 | 4 | 1 | 0
QGen | 2 | 4 | 2 | 0
QGen | 2 | 4 | 3 | 0
QGen | 2 | 4 | 4 | 0
QGen | 2 | 4 | 5 | 0
QGen | 2 | 4 | 6 | 0
QGen | 2 | 4 | 7 | 0
QGen | 2 | 4 | 8 | 0
QGen | 2 | 4 | 9 | 0
QGen | 2 | 4 | 10 | 0
QGen | 2 | 4 | 11 | 0
QGen | 2 | 4 | 12 | 0
QGen | 2 | 4 | 13 | 0
QGen | 2 | 4 | 14 | 0
QGen | 2 | 4 | 15 | 0
QGen | 2 | 4 | 16 | 0
QGen | 2 | 4 | 17 | 0
QGen | 2 | 4 | 18 | 0
QGen | 2 | 4 | 19 | 0
QGen | 2 | 4 | 20 | 0
QGen | 2 | 4 | 21 | 0
QGen | 2 | 4 | 22 | 0
QGen | 2 | 4 | 23 | 0
QGen | 2 | 4 | 24 | 0
QGen | 2 | 5 | 1 | 0
QGen | 2 | 5 | 2 | 0
QGen | 2 | 5 | 3 | 0
QGen | 2 | 5 | 4 | 0
QGen | 2 | 5 | 5 | 0
QGen | 2 | 5 | 6 | 0
QGen | 2 | 5 | 7 | 0
QGen | 2 | 5 | 8 | 0
QGen | 2 | 5 | 9 | 0
QGen | 2 | 5 | 10 | 0
QGen | 2 | 5 | 11 | 0
QGen | 2 | 5 | 12 | 0
QGen | 2 | 5 | 13 | 0
QGen | 2 | 5 | 14 | 0
QGen | 2 | 5 | 15 | 0
QGen | 2 | 5 | 16 | 0
QGen | 2 | 5 | 17 | 0
QGen | 2 | 5 | 18 | 0
QGen | 2 | 5 | 19 | 0
QGen | 2 | 5 | 20 | 0
QGen | 2 | 5 | 21 | 0
QGen | 2 | 5 | 22 | 0
QGen | 2 | 5 | 23 | 0
QGen | 2 | 5 | 24 | 0
QGen | 2 | 6 | 1 | 0
QGen | 2 | 6 | 2 | 0
QGen | 2 | 6 | 3 | 0
QGen | 2 | 6 | 4 | 0
QGen | 2 | 6 | 5 | 0
QGen | 2 | 6 | 6 | 0
QGen | 2 | 6 | 7 | 0
QGen | 2 | 6 | 8 | 0
QGen | 2 | 6 | 9 | 0
QGen | 2 | 6 | 10 | 0
QGen | 2 | 6 | 11 | 0
QGen | 2 | 6 | 12 | 0
QGen | 2 | 6 | 13 | 0
QGen | 2 | 6 | 14 | 0
QGen | 2 | 6 | 15 | 0
QGen | 2 | 6 | 16 | 0
QGen | 2 | 6 | 17 | 0
QGen | 2 | 6 | 18 | 0
QGen | 2 | 6 | 19 | 0
QGen | 2 | 6 | 20 | 0
QGen | 2 | 6 | 21 | 0
QGen | 2 | 6 | 22 | 0
QGen | 2 | 6 | 23 | 0
QGen | 2 | 6 | 24 | 0
QGen | 2 | 7 | 1 | 0
QGen | 2 | 7 | 2 | 0
QGen | 2 | 7 | 3 | 0
QGen | 2 | 7 | 4 | 0
QGen | 2 | 7 | 5 | 0
QGen | 2 | 7 | 6 | 0
QGen | 2 | 7 | 7 | 0
QGen | 2 | 7 | 8 | 0
QGen | 2 | 7 | 9 | 0
QGen | 2 | 7 | 10 | 0
QGen | 2 | 7 | 11 | 0
QGen | 2 | 7 | 12 | 0
QGen | 2 | 7 | 13 | 0
QGen | 2 | 7 | 14 | 0
QGen | 2 | 7 | 15 | 0
QGen | 2 | 7 | 16 | 0
QGen | 2 | 7 | 17 | 0
QGen | 2 | 7 | 18 | 0
QGen | 2 | 7 | 19 | 0
QGen | 2 | 7 | 20 | 0
QGen | 2 | 7 | 21 | 0
QGen | 2 | 7 | 22 | 0
QGen | 2 | 7 | 23 | 0
QGen | 2 | 7 | 24 | 0
QGen | 2 | 8 | 1 | 0
QGen | 2 | 8 | 2 | 0
QGen | 2 | 8 | 3 | 0
QGen | 2 | 8 | 4 | 0
QGen | 2 | 8 | 5 | 0
QGen | 2 | 8 | 6 | 0
QGen | 2 | 8 | 7 | 0
QGen | 2 | 8 | 8 | 0
QGen | 2 | 8 | 9 | 0
QGen | 2 | 8 | 10 | 0
QGen | 2 | 8 | 11 | 0
QGen | 2 | 8 | 12 | 0
QGen | 2 | 8 | 13 | 0
QGen | 2 | 8 | 14 | 0
QGen | 2 | 8 | 15 | 0
QGen | 2 | 8 | 16 | 0
QGen | 2 | 8 | 17 | 0
QGen | 2 | 8 | 18 | 0
QGen | 2 | 8 | 19 | 0
QGen | 2 | 8 | 20 | 0
QGen | 2 | 8 | 21 | 0
QGen | 2 | 8 | 22 | 0
QGen | 2 | 8 | 23 | 0
QGen | 2 | 8 | 24 | 0
QGen | 2 | 9 | 1 | 0
QGen | 2 | 9 | 2 | 0
QGen | 2 | 9 | 3 | 0
QGen | 2 | 9 | 4 | 0
QGen | 2 | 9 | 5 | 0
QGen | 2 | 9 | 6 | 0
QGen | 2 | 9 | 7 | 0
QGen | 2 | 9 | 8 | 0
QGen | 2 | 9 | 9 | 0
QGen | 2 | 9 | 10 | 0
QGen | 2 | 9 | 11 | 0
QGen | 2 | 9 | 12 | 0
QGen | 2 | 9 | 13 | 0
QGen | 2 | 9 | 14 | 0
QGen | 2 | 9 | 15 | 0
QGen | 2 | 9 | 16 | 0
QGen | 2 | 9 | 17 | 0
QGen | 2 | 9 | 18 | 0
QGen | 2 | 9 | 19 | 0
QGen | 2 | 9 | 20 | 0
QGen | 2 | 9 | 21 | 0
QGen | 2 | 9 | 22 | 0
QGen | 2 | 9 | 23 | 0
QGen | 2 | 9 | 24 | 0
QGen | 2 | 10 | 1 | 0
QGen | 2 | 10 | 2 | 0
QGen | 2 | 10 | 3 | 0
QGen | 2 | 10 | 4 | 0
QGen | 2 | 10 | 5 | 0
QGen | 2 | 10 | 6 | 0
QGen | 2 | 10 | 7 | 0
QGen | 2 | 10 | 8 | 0
QGen | 2 | 10 | 9 | 0
QGen | 2 | 10 | 10 | 0
QGen | 2 | 10 | 11 | 0
QGen | 2 | 10 | 12 | 0
QGen | 2 | 10 | 13 | 0
QGen | 2 | 10 | 14 | 0
QGen | 2 | 10 | 15 | 0
QGen | 2 | 10 | 16 | 0
QGen | 2 | 10 | 17 | 0
QGen | 2 | 10 | 18 | 0
QGen | 2 | 10 | 19 | 0
QGen | 2 | 10 | 20 | 0
QGen | 2 | 10 | 21 | 0
QGen | 2 | 10 | 22 | 0
QGen | 2 | 10 | 23 | 0
QGen | 2 | 10 | 24 | 0
QGen | 2 | 11 | 1 | 0
QGen | 2 | 11 | 2 | 0
QGen | 2 | 11 | 3 | 0
QGen | 2 | 11 | 4 | 0
QGen | 2 | 11 | 5 | 0
QGen | 2 | 11 | 6 | 0
QGen | 2 | 11 | 7 | 0
QGen | 2 | 11 | 8 | 0
QGen | 2 | 11 | 9 | 0
QGen | 2 | 11 | 10 | 0
QGen | 2 | 11 | 11 | 0
QGen | 2 | 11 | 12 | 0
QGen | 2 | 11 | 13 | 0
QGen | 2 | 11 | 14 | 0
QGen | 2 | 11 | 15 | 0
QGen | 2 | 11 | 16 | 0
QGen | 2 | 11 | 17 | 0
QGen | 2 | 11 | 18 | 0
QGen | 2 | 11 | 19 | 0
QGen | 2 | 11 | 20 | 0
QGen | 2 | 11 | 21 | 0
QGen | 2 | 11 | 22 | 0
QGen | 2 | 11 | 23 | 0
QGen | 2 | 11 | 24 | 0
QGen | 2 | 12 | 1 | 0
QGen | 2 | 12 | 2 | 0
QGen | 2 | 12 | 3 | 0
QGen | 2 | 12 | 4 | 0
QGen | 2 | 12 | 5 | 0
QGen | 2 | 12 | 6 | 0
QGen | 2 | 12 | 7 | 0
QGen | 2 | 12 | 8 | 0
QGen | 2 | 12 | 9 | 0
QGen | 2 | 12 | 10 | 0
QGen | 2 | 12 | 11 | 0
QGen | 2 | 12 | 12 | 0
QGen | 2 | 12 | 13 | 0
QGen | 2 | 12 | 14 | 0
QGen | 2 | 12 | 15 | 0
QGen | 2 | 12 | 16 | 0
QGen | 2 | 12 | 17 | 0
QGen | 2 | 12 | 18 | 0
QGen | 2 | 12 | 19 | 0
QGen | 2 | 12 | 20 | 0
QGen | 2 | 12 | 21 | 0
QGen | 2 | 12 | 22 | 0
QGen | 2 | 12 | 23 | 0
QGen | 2 | 12 | 24 | 0
QGen | 2 | 13 | 1 | 0
QGen | 2 | 13 | 2 | 0
QGen | 2 | 13 | 3 | 0
QGen | 2 | 13 | 4 | 0
QGen | 2 | 13 | 5 | 0
QGen | 2 | 13 | 6 | 0
QGen | 2 | 13 | 7 | 0
QGen | 2 | 13 | 8 | 0
QGen | 2 | 13 | 9 | 0
QGen | 2 | 13 | 10 | 0
QGen | 2 | 13 | 11 | 0
QGen | 2 | 13 | 12 | 0
QGen | 2 | 13 | 13 | 0
QGen | 2 | 13 | 14 | 0
QGen | 2 | 13 | 15 | 0
QGen | 2 | 13 | 16 | 0
QGen | 2 | 13 | 17 | 0
QGen | 2 | 13 | 18 | 0
QGen | 2 | 13 | 19 | 0
QGen | 2 | 13 | 20 | 0
QGen | 2 | 13 | 21 | 0
QGen | 2 | 13 | 22 | 0
QGen | 2 | 13 | 23 | 0
QGen | 2 | 13 | 24 | 0
QGen | 2 | 14 | 1 | 0
QGen | 2 | 14 | 2 | 0
QGen | 2 | 14 | 3 | 0
QGen | 2 | 14 | 4 | 0
QGen | 2 | 14 | 5 | 0
QGen | 2 | 14 | 6 | 0
QGen | 2 | 14 | 7 | 0
QGen | 2 | 14 | 8 | 0
QGen | 2 | 14 | 9 | 0
QGen | 2 | 14 | 10 | 0
QGen | 2 | 14 | 11 | 0
QGen | 2 | 14 | 12 | 0
QGen | 2 | 14 | 13 | 0
QGen | 2 | 14 | 14 | 0
QGen | 2 | 14 | 15 | 0
QGen | 2 | 14 | 16 | 0
QGen | 2 | 14 | 17 | 0
QGen | 2 | 14 | 18 | 0
QGen | 2 | 14 | 19 | 0
QGen | 2 | 14 | 20 | 0
QGen | 2 | 14 | 21 | 0
QGen | 2 | 14 | 22 | 0
QGen | 2 | 14 | 23 | 0
QGen | 2 | 14 | 24 | 0
QGen | 2 | 15 | 1 | 0
QGen | 2 | 15 | 2 | 0
QGen | 2 | 15 | 3 | 0
QGen | 2 | 15 | 4 | 0
QGen | 2 | 15 | 5 | 0
QGen | 2 | 15 | 6 | 0
QGen | 2 | 15 | 7 | 0
QGen | 2 | 15 | 8 | 0
QGen | 2 | 15 | 9 | 0
QGen | 2 | 15 | 10 | 0
QGen | 2 | 15 | 11 | 0
QGen | 2 | 15 | 12 | 0
QGen | 2 | 15 | 13 | 0
QGen | 2 | 15 | 14 | 0
QGen | 2 | 15 | 15 | 0
QGen | 2 | 15 | 16 | 0
QGen | 2 | 15 | 17 | 0
QGen | 2 | 15 | 18 | 0
QGen | 2 | 15 | 19 | 0
QGen | 2 | 15 | 20 | 0
QGen | 2 | 15 | 21 | 0
QGen | 2 | 15 | 22 | 0
QGen | 2 | 15 | 23 | 0
QGen | 2 | 15 | 24 | 0
QGen | 2 | 16 | 1 | 0
QGen | 2 | 16 | 2 | 0
QGen | 2 | 16 | 3 | 0
QGen | 2 | 16 | 4 | 0
QGen | 2 | 16 | 5 | 0
QGen | 2 | 16 | 6 | 0
QGen | 2 | 16 | 7 | 0
QGen | 2 | 16 | 8 | 0
QGen | 2 | 16 | 9 | 0
QGen | 2 | 16 | 10 | 0
QGen | 2 | 16 | 11 | 0
QGen | 2 | 16 | 12 | 0
QGen | 2 | 16 | 13 | 0
QGen | 2 | 16 | 14 | 0
QGen | 2 | 16 | 15 | 0
QGen | 2 | 16 | 16 | 0
QGen | 2 | 16 | 17 | 0
QGen | 2 | 16 | 18 | 0
QGen | 2 | 16 | 19 | 0
QGen | 2 | 16 | 20 | 0
QGen | 2 | 16 | 21 | 0
QGen | 2 | 16 | 22 | 0
QGen | 2 | 16 | 23 | 0
QGen | 2 | 16 | 24 | 0
QGen | 2 | 17 | 1 | 0
QGen | 2 | 17 | 2 | 0
QGen | 2 | 17 | 3 | 0
QGen | 2 | 17 | 4 | 0
QGen | 2 | 17 | 5 | 0
QGen | 2 | 17 | 6 | 0
QGen | 2 | 17 | 7 | 0
QGen | 2 | 17 | 8 | 0
QGen | 2 | 17 | 9 | 0
QGen | 2 | 17 | 10 | 0
QGen | 2 | 17 | 11 | 0
QGen | 2 | 17 | 12 | 0
QGen | 2 | 17 | 13 | 0
QGen | 2 | 17 | 14 | 0
QGen | 2 | 17 | 15 | 0
QGen | 2 | 17 | 16 | 0
QGen | 2 | 17 | 17 | 0
QGen | 2 | 17 | 18 | 0
QGen | 2 | 17 | 19 | 0
QGen | 2 | 17 | 20 | 0
QGen | 2 | 17 | 21 | 0
QGen | 2 | 17 | 22 | 0
QGen | 2 | 17 | 23 | 0
QGen | 2 | 17 | 24 | 0
QGen | 2 | 18 | 1 | 0
QGen | 2 | 18 | 2 | 0
QGen | 2 | 18 | 3 | 0
QGen | 2 | 18 | 4 | 0
QGen | 2 | 18 | 5 | 0
QGen | 2 | 18 | 6 | 0.00058824
QGen | 2 | 18 | 7 | 0.00058824
QGen | 2 | 18 | 8 | 0.0011765
QGen | 2 | 18 | 9 | 0.0029412
QGen | 2 | 18 | 10 | 0.0047059
QGen | 2 | 18 | 11 | 0.0070588
QGen | 2 | 18 | 12 | 0.0088235
QGen | 2 | 18 | 13 | 0.01
QGen | 2 | 18 | 14 | 0.0088235
QGen | 2 | 18 | 15 | 0.0082353
QGen | 2 | 18 | 16 | 0.0058824
QGen | 2 | 18 | 17 | 0.0047059
QGen | 2 | 18 | 18 | 0.0029412
QGen | 2 | 18 | 19 | 0.0011765
QGen | 2 | 18 | 20 | 0
QGen | 2 | 18 | 21 | 0
QGen | 2 | 18 | 22 | 0
QGen | 2 | 18 | 23 | 0
QGen | 2 | 18 | 24 | 0
QGen | 2 | 19 | 1 | 0
QGen | 2 | 19 | 2 | 0
QGen | 2 | 19 | 3 | 0
QGen | 2 | 19 | 4 | 0
QGen | 2 | 19 | 5 | 0
QGen | 2 | 19 | 6 | 0
QGen | 2 | 19 | 7 | 0
QGen | 2 | 19 | 8 | 0
QGen | 2 | 19 | 9 | 0
QGen | 2 | 19 | 10 | 0
QGen | 2 | 19 | 11 | 0
QGen | 2 | 19 | 12 | 0
QGen | 2 | 19 | 13 | 0
QGen | 2 | 19 | 14 | 0
QGen | 2 | 19 | 15 | 0
QGen | 2 | 19 | 16 | 0
QGen | 2 | 19 | 17 | 0
QGen | 2 | 19 | 18 | 0
QGen | 2 | 19 | 19 | 0
QGen | 2 | 19 | 20 | 0
QGen | 2 | 19 | 21 | 0
QGen | 2 | 19 | 22 | 0
QGen | 2 | 19 | 23 | 0
QGen | 2 | 19 | 24 | 0
QGen | 2 | 20 | 1 | 0
QGen | 2 | 20 | 2 | 0
QGen | 2 | 20 | 3 | 0
QGen | 2 | 20 | 4 | 0
QGen | 2 | 20 | 5 | 0
QGen | 2 | 20 | 6 | 0
QGen | 2 | 20 | 7 | 0
QGen | 2 | 20 | 8 | 0
QGen | 2 | 20 | 9 | 0
QGen | 2 | 20 | 10 | 0
QGen | 2 | 20 | 11 | 0
QGen | 2 | 20 | 12 | 0
QGen | 2 | 20 | 13 | 0
QGen | 2 | 20 | 14 | 0
QGen | 2 | 20 | 15 | 0
QGen | 2 | 20 | 16 | 0
QGen | 2 | 20 | 17 | 0
QGen | 2 | 20 | 18 | 0
QGen | 2 | 20 | 19 | 0
QGen | 2 | 20 | 20 | 0
QGen | 2 | 20 | 21 | 0
QGen | 2 | 20 | 22 | 0
QGen | 2 | 20 | 23 | 0
QGen | 2 | 20 | 24 | 0
QGen | 2 | 21 | 1 | 0
QGen | 2 | 21 | 2 | 0
QGen | 2 | 21 | 3 | 0
QGen | 2 | 21 | 4 | 0
QGen | 2 | 21 | 5 | 0
QGen | 2 | 21 | 6 | 0
QGen | 2 | 21 | 7 | 0
QGen | 2 | 21 | 8 | 0
QGen | 2 | 21 | 9 | 0
QGen | 2 | 21 | 10 | 0
QGen | 2 | 21 | 11 | 0
QGen | 2 | 21 | 12 | 0
QGen | 2 | 21 | 13 | 0
QGen | 2 | 21 | 14 | 0
QGen | 2 | 21 | 15 | 0
QGen | 2 | 21 | 16 | 0
QGen | 2 | 21 | 17 | 0
QGen | 2 | 21 | 18 | 0
QGen | 2 | 21 | 19 | 0
QGen | 2 | 21 | 20 | 0
QGen | 2 | 21 | 21 | 0
QGen | 2 | 21 | 22 | 0
QGen | 2 | 21 | 23 | 0
QGen | 2 | 21 | 24 | 0
QGen | 2 | 22 | 1 | 0
QGen | 2 | 22 | 2 | 0
QGen | 2 | 22 | 3 | 0
QGen | 2 | 22 | 4 | 0
QGen | 2 | 22 | 5 | 0
QGen | 2 | 22 | 6 | 0
QGen | 2 | 22 | 7 | 0
QGen | 2 | 22 | 8 | 0
QGen | 2 | 22 | 9 | 0
QGen | 2 | 22 | 10 | 0
QGen | 2 | 22 | 11 | 0
QGen | 2 | 22 | 12 | 0
QGen | 2 | 22 | 13 | 0
QGen | 2 | 22 | 14 | 0
QGen | 2 | 22 | 15 | 0
QGen | 2 | 22 | 16 | 0
QGen | 2 | 22 | 17 | 0
QGen | 2 | 22 | 18 | 0
QGen | 2 | 22 | 19 | 0
QGen | 2 | 22 | 20 | 0
QGen | 2 | 22 | 21 | 0
QGen | 2 | 22 | 22 | 0
QGen | 2 | 22 | 23 | 0
QGen | 2 | 22 | 24 | 0
QGen | 2 | 23 | 1 | 0
QGen | 2 | 23 | 2 | 0
QGen | 2 | 23 | 3 | 0
QGen | 2 | 23 | 4 | 0
QGen | 2 | 23 | 5 | 0
QGen | 2 | 23 | 6 | 0
QGen | 2 | 23 | 7 | 0
QGen | 2 | 23 | 8 | 0
QGen | 2 | 23 | 9 | 0
QGen | 2 | 23 | 10 | 0
QGen | 2 | 23 | 11 | 0
QGen | 2 | 23 | 12 | 0
QGen | 2 | 23 | 13 | 0
QGen | 2 | 23 | 14 | 0
QGen | 2 | 23 | 15 | 0
QGen | 2 | 23 | 16 | 0
QGen | 2 | 23 | 17 | 0
QGen | 2 | 23 | 18 | 0
QGen | 2 | 23 | 19 | 0
QGen | 2 | 23 | 20 | 0
QGen | 2 | 23 | 21 | 0
QGen | 2 | 23 | 22 | 0
QGen | 2 | 23 | 23 | 0
QGen | 2 | 23 | 24 | 0
QGen | 2 | 24 | 1 | 0
QGen | 2 | 24 | 2 | 0
QGen | 2 | 24 | 3 | 0
QGen | 2 | 24 | 4 | 0
QGen | 2 | 24 | 5 | 0
QGen | 2 | 24 | 6 | 0
QGen | 2 | 24 | 7 | 0
QGen | 2 | 24 | 8 | 0
QGen | 2 | 24 | 9 | 0
QGen | 2 | 24 | 10 | 0
QGen | 2 | 24 | 11 | 0
QGen | 2 | 24 | 12 | 0
QGen | 2 | 24 | 13 | 0
QGen | 2 | 24 | 14 | 0
QGen | 2 | 24 | 15 | 0
QGen | 2 | 24 | 16 | 0
QGen | 2 | 24 | 17 | 0
QGen | 2 | 24 | 18 | 0
QGen | 2 | 24 | 19 | 0
QGen | 2 | 24 | 20 | 0
QGen | 2 | 24 | 21 | 0
QGen | 2 | 24 | 22 | 0
QGen | 2 | 24 | 23 | 0
QGen | 2 | 24 | 24 | 0
QGen | 2 | 25 | 1 | 0
QGen | 2 | 25 | 2 | 0
QGen | 2 | 25 | 3 | 0
QGen | 2 | 25 | 4 | 0
QGen | 2 | 25 | 5 | 0
QGen | 2 | 25 | 6 | 0
QGen | 2 | 25 | 7 | 0
QGen | 2 | 25 | 8 | 0
QGen | 2 | 25 | 9 | 0
QGen | 2 | 25 | 10 | 0
QGen | 2 | 25 | 11 | 0
QGen | 2 | 25 | 12 | 0
QGen | 2 | 25 | 13 | 0
QGen | 2 | 25 | 14 | 0
QGen | 2 | 25 | 15 | 0
QGen | 2 | 25 | 16 | 0
QGen | 2 | 25 | 17 | 0
QGen | 2 | 25 | 18 | 0
QGen | 2 | 25 | 19 | 0
QGen | 2 | 25 | 20 | 0
QGen | 2 | 25 | 21 | 0
QGen | 2 | 25 | 22 | 0
QGen | 2 | 25 | 23 | 0
QGen | 2 | 25 | 24 | 0
QGen | 2 | 26 | 1 | 0
QGen | 2 | 26 | 2 | 0
QGen | 2 | 26 | 3 | 0
QGen | 2 | 26 | 4 | 0
QGen | 2 | 26 | 5 | 0
QGen | 2 | 26 | 6 | 0
QGen | 2 | 26 | 7 | 0
QGen | 2 | 26 | 8 | 0
QGen | 2 | 26 | 9 | 0
QGen | 2 | 26 | 10 | 0
QGen | 2 | 26 | 11 | 0
QGen | 2 | 26 | 12 | 0
QGen | 2 | 26 | 13 | 0
QGen | 2 | 26 | 14 | 0
QGen | 2 | 26 | 15 | 0
QGen | 2 | 26 | 16 | 0
QGen | 2 | 26 | 17 | 0
QGen | 2 | 26 | 18 | 0
QGen | 2 | 26 | 19 | 0
QGen | 2 | 26 | 20 | 0
QGen | 2 | 26 | 21 | 0
QGen | 2 | 26 | 22 | 0
QGen | 2 | 26 | 23 | 0
QGen | 2 | 26 | 24 | 0
QGen | 2 | 27 | 1 | 0
QGen | 2 | 27 | 2 | 0
QGen | 2 | 27 | 3 | 0
QGen | 2 | 27 | 4 | 0
QGen | 2 | 27 | 5 | 0
QGen | 2 | 27 | 6 | 0
QGen | 2 | 27 | 7 | 0
QGen | 2 | 27 | 8 | 0
QGen | 2 | 27 | 9 | 0
QGen | 2 | 27 | 10 | 0
QGen | 2 | 27 | 11 | 0
QGen | 2 | 27 | 12 | 0
QGen | 2 | 27 | 13 | 0
QGen | 2 | 27 | 14 | 0
QGen | 2 | 27 | 15 | 0
QGen | 2 | 27 | 16 | 0
QGen | 2 | 27 | 17 | 0
QGen | 2 | 27 | 18 | 0
QGen | 2 | 27 | 19 | 0
QGen | 2 | 27 | 20 | 0
QGen | 2 | 27 | 21 | 0
QGen | 2 | 27 | 22 | 0
QGen | 2 | 27 | 23 | 0
QGen | 2 | 27 | 24 | 0
QGen | 2 | 28 | 1 | 0
QGen | 2 | 28 | 2 | 0
QGen | 2 | 28 | 3 | 0
QGen | 2 | 28 | 4 | 0
QGen | 2 | 28 | 5 | 0
QGen | 2 | 28 | 6 | 0
QGen | 2 | 28 | 7 | 0
QGen | 2 | 28 | 8 | 0
QGen | 2 | 28 | 9 | 0
QGen | 2 | 28 | 10 | 0
QGen | 2 | 28 | 11 | 0
QGen | 2 | 28 | 12 | 0
QGen | 2 | 28 | 13 | 0
QGen | 2 | 28 | 14 | 0
QGen | 2 | 28 | 15 | 0
QGen | 2 | 28 | 16 | 0
QGen | 2 | 28 | 17 | 0
QGen | 2 | 28 | 18 | 0
QGen | 2 | 28 | 19 | 0
QGen | 2 | 28 | 20 | 0
QGen | 2 | 28 | 21 | 0
QGen | 2 | 28 | 22 | 0
QGen | 2 | 28 | 23 | 0
QGen | 2 | 28 | 24 | 0
QGen | 2 | 29 | 1 | 0
QGen | 2 | 29 | 2 | 0
QGen | 2 | 29 | 3 | 0
QGen | 2 | 29 | 4 | 0
QGen | 2 | 29 | 5 | 0
QGen | 2 | 29 | 6 | 0
QGen | 2 | 29 | 7 | 0
QGen | 2 | 29 | 8 | 0
QGen | 2 | 29 | 9 | 0
QGen | 2 | 29 | 10 | 0
QGen | 2 | 29 | 11 | 0
QGen | 2 | 29 | 12 | 0
QGen | 2 | 29 | 13 | 0
QGen | 2 | 29 | 14 | 0
QGen | 2 | 29 | 15 | 0
QGen | 2 | 29 | 16 | 0
QGen | 2 | 29 | 17 | 0
QGen | 2 | 29 | 18 | 0
QGen | 2 | 29 | 19 | 0
QGen | 2 | 29 | 20 | 0
QGen | 2 | 29 | 21 | 0
QGen | 2 | 29 | 22 | 0
QGen | 2 | 29 | 23 | 0
QGen | 2 | 29 | 24 | 0
QGen | 2 | 30 | 1 | 0
QGen | 2 | 30 | 2 | 0
QGen | 2 | 30 | 3 | 0
QGen | 2 | 30 | 4 | 0
QGen | 2 | 30 | 5 | 0
QGen | 2 | 30 | 6 | 0
QGen | 2 | 30 | 7 | 0
QGen | 2 | 30 | 8 | 0
QGen | 2 | 30 | 9 | 0
QGen | 2 | 30 | 10 | 0
QGen | 2 | 30 | 11 | 0
QGen | 2 | 30 | 12 | 0
QGen | 2 | 30 | 13 | 0
QGen | 2 | 30 | 14 | 0
QGen | 2 | 30 | 15 | 0
QGen | 2 | 30 | 16 | 0
QGen | 2 | 30 | 17 | 0
QGen | 2 | 30 | 18 | 0
QGen | 2 | 30 | 19 | 0
QGen | 2 | 30 | 20 | 0
QGen | 2 | 30 | 21 | 0
QGen | 2 | 30 | 22 | 0
QGen | 2 | 30 | 23 | 0
QGen | 2 | 30 | 24 | 0
QGen | 2 | 31 | 1 | 0
QGen | 2 | 31 | 2 | 0
QGen | 2 | 31 | 3 | 0
QGen | 2 | 31 | 4 | 0
QGen | 2 | 31 | 5 | 0
QGen | 2 | 31 | 6 | 0
QGen | 2 | 31 | 7 | 0
QGen | 2 | 31 | 8 | 0
QGen | 2 | 31 | 9 | 0
QGen | 2 | 31 | 10 | 0
QGen | 2 | 31 | 11 | 0
QGen | 2 | 31 | 12 | 0
QGen | 2 | 31 | 13 | 0
QGen | 2 | 31 | 14 | 0
QGen | 2 | 31 | 15 | 0
QGen | 2 | 31 | 16 | 0
QGen | 2 | 31 | 17 | 0
QGen | 2 | 31 | 18 | 0
QGen | 2 | 31 | 19 | 0
QGen | 2 | 31 | 20 | 0
QGen | 2 | 31 | 21 | 0
QGen | 2 | 31 | 22 | 0
QGen | 2 | 31 | 23 | 0
QGen | 2 | 31 | 24 | 0
QGen | 2 | 32 | 1 | 0
QGen | 2 | 32 | 2 | 0
QGen | 2 | 32 | 3 | 0
QGen | 2 | 32 | 4 | 0
QGen | 2 | 32 | 5 | 0
QGen | 2 | 32 | 6 | 0
QGen | 2 | 32 | 7 | 0
QGen | 2 | 32 | 8 | 0
QGen | 2 | 32 | 9 | 0
QGen | 2 | 32 | 10 | 0
QGen | 2 | 32 | 11 | 0
QGen | 2 | 32 | 12 | 0
QGen | 2 | 32 | 13 | 0
QGen | 2 | 32 | 14 | 0
QGen | 2 | 32 | 15 | 0
QGen | 2 | 32 | 16 | 0
QGen | 2 | 32 | 17 | 0
QGen | 2 | 32 | 18 | 0
QGen | 2 | 32 | 19 | 0
QGen | 2 | 32 | 20 | 0
QGen | 2 | 32 | 21 | 0
QGen | 2 | 32 | 22 | 0
QGen | 2 | 32 | 23 | 0
QGen | 2 | 32 | 24 | 0
QGen | 2 | 33 | 1 | 0
QGen | 2 | 33 | 2 | 0
QGen | 2 | 33 | 3 | 0
QGen | 2 | 33 | 4 | 0
QGen | 2 | 33 | 5 | 0
QGen | 2 | 33 | 6 | 0
QGen | 2 | 33 | 7 | 0
QGen | 2 | 33 | 8 | 0
QGen | 2 | 33 | 9 | 0
QGen | 2 | 33 | 10 | 0
QGen | 2 | 33 | 11 | 0
QGen | 2 | 33 | 12 | 0
QGen | 2 | 33 | 13 | 0
QGen | 2 | 33 | 14 | 0
QGen | 2 | 33 | 15 | 0
QGen | 2 | 33 | 16 | 0
QGen | 2 | 33 | 17 | 0
QGen | 2 | 33 | 18 | 0
QGen | 2 | 33 | 19 | 0
QGen | 2 | 33 | 20 | 0
QGen | 2 | 33 | 21 | 0
QGen | 2 | 33 | 22 | 0
QGen | 2 | 33 | 23 | 0
QGen | 2 | 33 | 24 | 0
QGen | 3 | 1 | 1 | 0
QGen | 3 | 1 | 2 | 0
QGen | 3 | 1 | 3 | 0
QGen | 3 | 1 | 4 | 0
QGen | 3 | 1 | 5 | 0
QGen | 3 | 1 | 6 | 0
QGen | 3 | 1 | 7 | 0
QGen | 3 | 1 | 8 | 0
QGen | 3 | 1 | 9 | 0
QGen | 3 | 1 | 10 | 0
QGen | 3 | 1 | 11 | 0
QGen | 3 | 1 | 12 | 0
QGen | 3 | 1 | 13 | 0
QGen | 3 | 1 | 14 | 0
QGen | 3 | 1 | 15 | 0
QGen | 3 | 1 | 16 | 0
QGen | 3 | 1 | 17 | 0
QGen | 3 | 1 | 18 | 0
QGen | 3 | 1 | 19 | 0
QGen | 3 | 1 | 20 | 0
QGen | 3 | 1 | 21 | 0
QGen | 3 | 1 | 22 | 0
QGen | 3 | 1 | 23 | 0
QGen | 3 | 1 | 24 | 0
QGen | 3 | 2 | 1 | 0
QGen | 3 | 2 | 2 | 0
QGen | 3 | 2 | 3 | 0
QGen | 3 | 2 | 4 | 0
QGen | 3 | 2 | 5 | 0
QGen | 3 | 2 | 6 | 0
QGen | 3 | 2 | 7 | 0
QGen | 3 | 2 | 8 | 0
QGen | 3 | 2 | 9 | 0
QGen | 3 | 2 | 10 | 0
QGen | 3 | 2 | 11 | 0
QGen | 3 | 2 | 12 | 0
QGen | 3 | 2 | 13 | 0
QGen | 3 | 2 | 14 | 0
QGen | 3 | 2 | 15 | 0
QGen | 3 | 2 | 16 | 0
QGen | 3 | 2 | 17 | 0
QGen | 3 | 2 | 18 | 0
QGen | 3 | 2 | 19 | 0
QGen | 3 | 2 | 20 | 0
QGen | 3 | 2 | 21 | 0
QGen | 3 | 2 | 22 | 0
QGen | 3 | 2 | 23 | 0
QGen | 3 | 2 | 24 | 0
QGen | 3 | 3 | 1 | 0
QGen | 3 | 3 | 2 | 0
QGen | 3 | 3 | 3 | 0
QGen | 3 | 3 | 4 | 0
QGen | 3 | 3 | 5 | 0
QGen | 3 | 3 | 6 | 0
QGen | 3 | 3 | 7 | 0
QGen | 3 | 3 | 8 | 0
QGen | 3 | 3 | 9 | 0
QGen | 3 | 3 | 10 | 0
QGen | 3 | 3 | 11 | 0
QGen | 3 | 3 | 12 | 0
QGen | 3 | 3 | 13 | 0
QGen | 3 | 3 | 14 | 0
QGen | 3 | 3 | 15 | 0
QGen | 3 | 3 | 16 | 0
QGen | 3 | 3 | 17 | 0
QGen | 3 | 3 | 18 | 0
QGen | 3 | 3 | 19 | 0
QGen | 3 | 3 | 20 | 0
QGen | 3 | 3 | 21 | 0
QGen | 3 | 3 | 22 | 0
QGen | 3 | 3 | 23 | 0
QGen | 3 | 3 | 24 | 0
QGen | 3 | 4 | 1 | 0
QGen | 3 | 4 | 2 | 0
QGen | 3 | 4 | 3 | 0
QGen | 3 | 4 | 4 | 0
QGen | 3 | 4 | 5 | 0
QGen | 3 | 4 | 6 | 0
QGen | 3 | 4 | 7 | 0
QGen | 3 | 4 | 8 | 0
QGen | 3 | 4 | 9 | 0
QGen | 3 | 4 | 10 | 0
QGen | 3 | 4 | 11 | 0
QGen | 3 | 4 | 12 | 0
QGen | 3 | 4 | 13 | 0
QGen | 3 | 4 | 14 | 0
QGen | 3 | 4 | 15 | 0
QGen | 3 | 4 | 16 | 0
QGen | 3 | 4 | 17 | 0
QGen | 3 | 4 | 18 | 0
QGen | 3 | 4 | 19 | 0
QGen | 3 | 4 | 20 | 0
QGen | 3 | 4 | 21 | 0
QGen | 3 | 4 | 22 | 0
QGen | 3 | 4 | 23 | 0
QGen | 3 | 4 | 24 | 0
QGen | 3 | 5 | 1 | 0
QGen | 3 | 5 | 2 | 0
QGen | 3 | 5 | 3 | 0
QGen | 3 | 5 | 4 | 0
QGen | 3 | 5 | 5 | 0
QGen | 3 | 5 | 6 | 0
QGen | 3 | 5 | 7 | 0
QGen | 3 | 5 | 8 | 0
QGen | 3 | 5 | 9 | 0
QGen | 3 | 5 | 10 | 0
QGen | 3 | 5 | 11 | 0
QGen | 3 | 5 | 12 | 0
QGen | 3 | 5 | 13 | 0
QGen | 3 | 5 | 14 | 0
QGen | 3 | 5 | 15 | 0
QGen | 3 | 5 | 16 | 0
QGen | 3 | 5 | 17 | 0
QGen | 3 | 5 | 18 | 0
QGen | 3 | 5 | 19 | 0
QGen | 3 | 5 | 20 | 0
QGen | 3 | 5 | 21 | 0
QGen | 3 | 5 | 22 | 0
QGen | 3 | 5 | 23 | 0
QGen | 3 | 5 | 24 | 0
QGen | 3 | 6 | 1 | 0
QGen | 3 | 6 | 2 | 0
QGen | 3 | 6 | 3 | 0
QGen | 3 | 6 | 4 | 0
QGen | 3 | 6 | 5 | 0
QGen | 3 | 6 | 6 | 0
QGen | 3 | 6 | 7 | 0
QGen | 3 | 6 | 8 | 0
QGen | 3 | 6 | 9 | 0
QGen | 3 | 6 | 10 | 0
QGen | 3 | 6 | 11 | 0
QGen | 3 | 6 | 12 | 0
QGen | 3 | 6 | 13 | 0
QGen | 3 | 6 | 14 | 0
QGen | 3 | 6 | 15 | 0
QGen | 3 | 6 | 16 | 0
QGen | 3 | 6 | 17 | 0
QGen | 3 | 6 | 18 | 0
QGen | 3 | 6 | 19 | 0
QGen | 3 | 6 | 20 | 0
QGen | 3 | 6 | 21 | 0
QGen | 3 | 6 | 22 | 0
QGen | 3 | 6 | 23 | 0
QGen | 3 | 6 | 24 | 0
QGen | 3 | 7 | 1 | 0
QGen | 3 | 7 | 2 | 0
QGen | 3 | 7 | 3 | 0
QGen | 3 | 7 | 4 | 0
QGen | 3 | 7 | 5 | 0
QGen | 3 | 7 | 6 | 0
QGen | 3 | 7 | 7 | 0
QGen | 3 | 7 | 8 | 0
QGen | 3 | 7 | 9 | 0
QGen | 3 | 7 | 10 | 0
QGen | 3 | 7 | 11 | 0
QGen | 3 | 7 | 12 | 0
QGen | 3 | 7 | 13 | 0
QGen | 3 | 7 | 14 | 0
QGen | 3 | 7 | 15 | 0
QGen | 3 | 7 | 16 | 0
QGen | 3 | 7 | 17 | 0
QGen | 3 | 7 | 18 | 0
QGen | 3 | 7 | 19 | 0
QGen | 3 | 7 | 20 | 0
QGen | 3 | 7 | 21 | 0
QGen | 3 | 7 | 22 | 0
QGen | 3 | 7 | 23 | 0
QGen | 3 | 7 | 24 | 0
QGen | 3 | 8 | 1 | 0
QGen | 3 | 8 | 2 | 0
QGen | 3 | 8 | 3 | 0
QGen | 3 | 8 | 4 | 0
QGen | 3 | 8 | 5 | 0
QGen | 3 | 8 | 6 | 0
QGen | 3 | 8 | 7 | 0
QGen | 3 | 8 | 8 | 0
QGen | 3 | 8 | 9 | 0
QGen | 3 | 8 | 10 | 0
QGen | 3 | 8 | 11 | 0
QGen | 3 | 8 | 12 | 0
QGen | 3 | 8 | 13 | 0
QGen | 3 | 8 | 14 | 0
QGen | 3 | 8 | 15 | 0
QGen | 3 | 8 | 16 | 0
QGen | 3 | 8 | 17 | 0
QGen | 3 | 8 | 18 | 0
QGen | 3 | 8 | 19 | 0
QGen | 3 | 8 | 20 | 0
QGen | 3 | 8 | 21 | 0
QGen | 3 | 8 | 22 | 0
QGen | 3 | 8 | 23 | 0
QGen | 3 | 8 | 24 | 0
QGen | 3 | 9 | 1 | 0
QGen | 3 | 9 | 2 | 0
QGen | 3 | 9 | 3 | 0
QGen | 3 | 9 | 4 | 0
QGen | 3 | 9 | 5 | 0
QGen | 3 | 9 | 6 | 0
QGen | 3 | 9 | 7 | 0
QGen | 3 | 9 | 8 | 0
QGen | 3 | 9 | 9 | 0
QGen | 3 | 9 | 10 | 0
QGen | 3 | 9 | 11 | 0
QGen | 3 | 9 | 12 | 0
QGen | 3 | 9 | 13 | 0
QGen | 3 | 9 | 14 | 0
QGen | 3 | 9 | 15 | 0
QGen | 3 | 9 | 16 | 0
QGen | 3 | 9 | 17 | 0
QGen | 3 | 9 | 18 | 0
QGen | 3 | 9 | 19 | 0
QGen | 3 | 9 | 20 | 0
QGen | 3 | 9 | 21 | 0
QGen | 3 | 9 | 22 | 0
QGen | 3 | 9 | 23 | 0
QGen | 3 | 9 | 24 | 0
QGen | 3 | 10 | 1 | 0
QGen | 3 | 10 | 2 | 0
QGen | 3 | 10 | 3 | 0
QGen | 3 | 10 | 4 | 0
QGen | 3 | 10 | 5 | 0
QGen | 3 | 10 | 6 | 0
QGen | 3 | 10 | 7 | 0
QGen | 3 | 10 | 8 | 0
QGen | 3 | 10 | 9 | 0
QGen | 3 | 10 | 10 | 0
QGen | 3 | 10 | 11 | 0
QGen | 3 | 10 | 12 | 0
QGen | 3 | 10 | 13 | 0
QGen | 3 | 10 | 14 | 0
QGen | 3 | 10 | 15 | 0
QGen | 3 | 10 | 16 | 0
QGen | 3 | 10 | 17 | 0
QGen | 3 | 10 | 18 | 0
QGen | 3 | 10 | 19 | 0
QGen | 3 | 10 | 20 | 0
QGen | 3 | 10 | 21 | 0
QGen | 3 | 10 | 22 | 0
QGen | 3 | 10 | 23 | 0
QGen | 3 | 10 | 24 | 0
QGen | 3 | 11 | 1 | 0
QGen | 3 | 11 | 2 | 0
QGen | 3 | 11 | 3 | 0
QGen | 3 | 11 | 4 | 0
QGen | 3 | 11 | 5 | 0
QGen | 3 | 11 | 6 | 0
QGen | 3 | 11 | 7 | 0
QGen | 3 | 11 | 8 | 0
QGen | 3 | 11 | 9 | 0
QGen | 3 | 11 | 10 | 0
QGen | 3 | 11 | 11 | 0
QGen | 3 | 11 | 12 | 0
QGen | 3 | 11 | 13 | 0
QGen | 3 | 11 | 14 | 0
QGen | 3 | 11 | 15 | 0
QGen | 3 | 11 | 16 | 0
QGen | 3 | 11 | 17 | 0
QGen | 3 | 11 | 18 | 0
QGen | 3 | 11 | 19 | 0
QGen | 3 | 11 | 20 | 0
QGen | 3 | 11 | 21 | 0
QGen | 3 | 11 | 22 | 0
QGen | 3 | 11 | 23 | 0
QGen | 3 | 11 | 24 | 0
QGen | 3 | 12 | 1 | 0
QGen | 3 | 12 | 2 | 0
QGen | 3 | 12 | 3 | 0
QGen | 3 | 12 | 4 | 0
QGen | 3 | 12 | 5 | 0
QGen | 3 | 12 | 6 | 0
QGen | 3 | 12 | 7 | 0
QGen | 3 | 12 | 8 | 0
QGen | 3 | 12 | 9 | 0
QGen | 3 | 12 | 10 | 0
QGen | 3 | 12 | 11 | 0
QGen | 3 | 12 | 12 | 0
QGen | 3 | 12 | 13 | 0
QGen | 3 | 12 | 14 | 0
QGen | 3 | 12 | 15 | 0
QGen | 3 | 12 | 16 | 0
QGen | 3 | 12 | 17 | 0
QGen | 3 | 12 | 18 | 0
QGen | 3 | 12 | 19 | 0
QGen | 3 | 12 | 20 | 0
QGen | 3 | 12 | 21 | 0
QGen | 3 | 12 | 22 | 0
QGen | 3 | 12 | 23 | 0
QGen | 3 | 12 | 24 | 0
QGen | 3 | 13 | 1 | 0
QGen | 3 | 13 | 2 | 0
QGen | 3 | 13 | 3 | 0
QGen | 3 | 13 | 4 | 0
QGen | 3 | 13 | 5 | 0
QGen | 3 | 13 | 6 | 0
QGen | 3 | 13 | 7 | 0
QGen | 3 | 13 | 8 | 0
QGen | 3 | 13 | 9 | 0
QGen | 3 | 13 | 10 | 0
QGen | 3 | 13 | 11 | 0
QGen | 3 | 13 | 12 | 0
QGen | 3 | 13 | 13 | 0
QGen | 3 | 13 | 14 | 0
QGen | 3 | 13 | 15 | 0
QGen | 3 | 13 | 16 | 0
QGen | 3 | 13 | 17 | 0
QGen | 3 | 13 | 18 | 0
QGen | 3 | 13 | 19 | 0
QGen | 3 | 13 | 20 | 0
QGen | 3 | 13 | 21 | 0
QGen | 3 | 13 | 22 | 0
QGen | 3 | 13 | 23 | 0
QGen | 3 | 13 | 24 | 0
QGen | 3 | 14 | 1 | 0
QGen | 3 | 14 | 2 | 0
QGen | 3 | 14 | 3 | 0
QGen | 3 | 14 | 4 | 0
QGen | 3 | 14 | 5 | 0
QGen | 3 | 14 | 6 | 0
QGen | 3 | 14 | 7 | 0
QGen | 3 | 14 | 8 | 0
QGen | 3 | 14 | 9 | 0
QGen | 3 | 14 | 10 | 0
QGen | 3 | 14 | 11 | 0
QGen | 3 | 14 | 12 | 0
QGen | 3 | 14 | 13 | 0
QGen | 3 | 14 | 14 | 0
QGen | 3 | 14 | 15 | 0
QGen | 3 | 14 | 16 | 0
QGen | 3 | 14 | 17 | 0
QGen | 3 | 14 | 18 | 0
QGen | 3 | 14 | 19 | 0
QGen | 3 | 14 | 20 | 0
QGen | 3 | 14 | 21 | 0
QGen | 3 | 14 | 22 | 0
QGen | 3 | 14 | 23 | 0
QGen | 3 | 14 | 24 | 0
QGen | 3 | 15 | 1 | 0
QGen | 3 | 15 | 2 | 0
QGen | 3 | 15 | 3 | 0
QGen | 3 | 15 | 4 | 0
QGen | 3 | 15 | 5 | 0
QGen | 3 | 15 | 6 | 0
QGen | 3 | 15 | 7 | 0
QGen | 3 | 15 | 8 | 0
QGen | 3 | 15 | 9 | 0
QGen | 3 | 15 | 10 | 0
QGen | 3 | 15 | 11 | 0
QGen | 3 | 15 | 12 | 0
QGen | 3 | 15 | 13 | 0
QGen | 3 | 15 | 14 | 0
QGen | 3 | 15 | 15 | 0
QGen | 3 | 15 | 16 | 0
QGen | 3 | 15 | 17 | 0
QGen | 3 | 15 | 18 | 0
QGen | 3 | 15 | 19 | 0
QGen | 3 | 15 | 20 | 0
QGen | 3 | 15 | 21 | 0
QGen | 3 | 15 | 22 | 0
QGen | 3 | 15 | 23 | 0
QGen | 3 | 15 | 24 | 0
QGen | 3 | 16 | 1 | 0
QGen | 3 | 16 | 2 | 0
QGen | 3 | 16 | 3 | 0
QGen | 3 | 16 | 4 | 0
QGen | 3 | 16 | 5 | 0
QGen | 3 | 16 | 6 | 0
QGen | 3 | 16 | 7 | 0
QGen | 3 | 16 | 8 | 0
QGen | 3 | 16 | 9 | 0
QGen | 3 | 16 | 10 | 0
QGen | 3 | 16 | 11 | 0
QGen | 3 | 16 | 12 | 0
QGen | 3 | 16 | 13 | 0
QGen | 3 | 16 | 14 | 0
QGen | 3 | 16 | 15 | 0
QGen | 3 | 16 | 16 | 0
QGen | 3 | 16 | 17 | 0
QGen | 3 | 16 | 18 | 0
QGen | 3 | 16 | 19 | 0
QGen | 3 | 16 | 20 | 0
QGen | 3 | 16 | 21 | 0
QGen | 3 | 16 | 22 | 0
QGen | 3 | 16 | 23 | 0
QGen | 3 | 16 | 24 | 0
QGen | 3 | 17 | 1 | 0
QGen | 3 | 17 | 2 | 0
QGen | 3 | 17 | 3 | 0
QGen | 3 | 17 | 4 | 0
QGen | 3 | 17 | 5 | 0
QGen | 3 | 17 | 6 | 0
QGen | 3 | 17 | 7 | 0
QGen | 3 | 17 | 8 | 0
QGen | 3 | 17 | 9 | 0
QGen | 3 | 17 | 10 | 0
QGen | 3 | 17 | 11 | 0
QGen | 3 | 17 | 12 | 0
QGen | 3 | 17 | 13 | 0
QGen | 3 | 17 | 14 | 0
QGen | 3 | 17 | 15 | 0
QGen | 3 | 17 | 16 | 0
QGen | 3 | 17 | 17 | 0
QGen | 3 | 17 | 18 | 0
QGen | 3 | 17 | 19 | 0
QGen | 3 | 17 | 20 | 0
QGen | 3 | 17 | 21 | 0
QGen | 3 | 17 | 22 | 0
QGen | 3 | 17 | 23 | 0
QGen | 3 | 17 | 24 | 0
QGen | 3 | 18 | 1 | 0
QGen | 3 | 18 | 2 | 0
QGen | 3 | 18 | 3 | 0
QGen | 3 | 18 | 4 | 0
QGen | 3 | 18 | 5 | 0
QGen | 3 | 18 | 6 | 0
QGen | 3 | 18 | 7 | 0
QGen | 3 | 18 | 8 | 0
QGen | 3 | 18 | 9 | 0
QGen | 3 | 18 | 10 | 0
QGen | 3 | 18 | 11 | 0
QGen | 3 | 18 | 12 | 0
QGen | 3 | 18 | 13 | 0
QGen | 3 | 18 | 14 | 0
QGen | 3 | 18 | 15 | 0
QGen | 3 | 18 | 16 | 0
QGen | 3 | 18 | 17 | 0
QGen | 3 | 18 | 18 | 0
QGen | 3 | 18 | 19 | 0
QGen | 3 | 18 | 20 | 0
QGen | 3 | 18 | 21 | 0
QGen | 3 | 18 | 22 | 0
QGen | 3 | 18 | 23 | 0
QGen | 3 | 18 | 24 | 0
QGen | 3 | 19 | 1 | 0
QGen | 3 | 19 | 2 | 0
QGen | 3 | 19 | 3 | 0
QGen | 3 | 19 | 4 | 0
QGen | 3 | 19 | 5 | 0
QGen | 3 | 19 | 6 | 0
QGen | 3 | 19 | 7 | 0
QGen | 3 | 19 | 8 | 0
QGen | 3 | 19 | 9 | 0
QGen | 3 | 19 | 10 | 0
QGen | 3 | 19 | 11 | 0
QGen | 3 | 19 | 12 | 0
QGen | 3 | 19 | 13 | 0
QGen | 3 | 19 | 14 | 0
QGen | 3 | 19 | 15 | 0
QGen | 3 | 19 | 16 | 0
QGen | 3 | 19 | 17 | 0
QGen | 3 | 19 | 18 | 0
QGen | 3 | 19 | 19 | 0
QGen | 3 | 19 | 20 | 0
QGen | 3 | 19 | 21 | 0
QGen | 3 | 19 | 22 | 0
QGen | 3 | 19 | 23 | 0
QGen | 3 | 19 | 24 | 0
QGen | 3 | 20 | 1 | 0
QGen | 3 | 20 | 2 | 0
QGen | 3 | 20 | 3 | 0
QGen | 3 | 20 | 4 | 0
QGen | 3 | 20 | 5 | 0
QGen | 3 | 20 | 6 | 0
QGen | 3 | 20 | 7 | 0
QGen | 3 | 20 | 8 | 0
QGen | 3 | 20 | 9 | 0
QGen | 3 | 20 | 10 | 0
QGen | 3 | 20 | 11 | 0
QGen | 3 | 20 | 12 | 0
QGen | 3 | 20 | 13 | 0
QGen | 3 | 20 | 14 | 0
QGen | 3 | 20 | 15 | 0
QGen | 3 | 20 | 16 | 0
QGen | 3 | 20 | 17 | 0
QGen | 3 | 20 | 18 | 0
QGen | 3 | 20 | 19 | 0
QGen | 3 | 20 | 20 | 0
QGen | 3 | 20 | 21 | 0
QGen | 3 | 20 | 22 | 0
QGen | 3 | 20 | 23 | 0
QGen | 3 | 20 | 24 | 0
QGen | 3 | 21 | 1 | 0
QGen | 3 | 21 | 2 | 0
QGen | 3 | 21 | 3 | 0
QGen | 3 | 21 | 4 | 0
QGen | 3 | 21 | 5 | 0
QGen | 3 | 21 | 6 | 0
QGen | 3 | 21 | 7 | 0
QGen | 3 | 21 | 8 | 0
QGen | 3 | 21 | 9 | 0
QGen | 3 | 21 | 10 | 0
QGen | 3 | 21 | 11 | 0
QGen | 3 | 21 | 12 | 0
QGen | 3 | 21 | 13 | 0
QGen | 3 | 21 | 14 | 0
QGen | 3 | 21 | 15 | 0
QGen | 3 | 21 | 16 | 0
QGen | 3 | 21 | 17 | 0
QGen | 3 | 21 | 18 | 0
QGen | 3 | 21 | 19 | 0
QGen | 3 | 21 | 20 | 0
QGen | 3 | 21 | 21 | 0
QGen | 3 | 21 | 22 | 0
QGen | 3 | 21 | 23 | 0
QGen | 3 | 21 | 24 | 0
QGen | 3 | 22 | 1 | 0
QGen | 3 | 22 | 2 | 0
QGen | 3 | 22 | 3 | 0
QGen | 3 | 22 | 4 | 0
QGen | 3 | 22 | 5 | 0
QGen | 3 | 22 | 6 | 0
QGen | 3 | 22 | 7 | 0
QGen | 3 | 22 | 8 | 0
QGen | 3 | 22 | 9 | 0
QGen | 3 | 22 | 10 | 0
QGen | 3 | 22 | 11 | 0
QGen | 3 | 22 | 12 | 0
QGen | 3 | 22 | 13 | 0
QGen | 3 | 22 | 14 | 0
QGen | 3 | 22 | 15 | 0
QGen | 3 | 22 | 16 | 0
QGen | 3 | 22 | 17 | 0
QGen | 3 | 22 | 18 | 0
QGen | 3 | 22 | 19 | 0
QGen | 3 | 22 | 20 | 0
QGen | 3 | 22 | 21 | 0
QGen | 3 | 22 | 22 | 0
QGen | 3 | 22 | 23 | 0
QGen | 3 | 22 | 24 | 0
QGen | 3 | 23 | 1 | 0
QGen | 3 | 23 | 2 | 0
QGen | 3 | 23 | 3 | 0
QGen | 3 | 23 | 4 | 0
QGen | 3 | 23 | 5 | 0
QGen | 3 | 23 | 6 | 0
QGen | 3 | 23 | 7 | 0
QGen | 3 | 23 | 8 | 0
QGen | 3 | 23 | 9 | 0
QGen | 3 | 23 | 10 | 0
QGen | 3 | 23 | 11 | 0
QGen | 3 | 23 | 12 | 0
QGen | 3 | 23 | 13 | 0
QGen | 3 | 23 | 14 | 0
QGen | 3 | 23 | 15 | 0
QGen | 3 | 23 | 16 | 0
QGen | 3 | 23 | 17 | 0
QGen | 3 | 23 | 18 | 0
QGen | 3 | 23 | 19 | 0
QGen | 3 | 23 | 20 | 0
QGen | 3 | 23 | 21 | 0
QGen | 3 | 23 | 22 | 0
QGen | 3 | 23 | 23 | 0
QGen | 3 | 23 | 24 | 0
QGen | 3 | 24 | 1 | 0
QGen | 3 | 24 | 2 | 0
QGen | 3 | 24 | 3 | 0
QGen | 3 | 24 | 4 | 0
QGen | 3 | 24 | 5 | 0
QGen | 3 | 24 | 6 | 0
QGen | 3 | 24 | 7 | 0
QGen | 3 | 24 | 8 | 0
QGen | 3 | 24 | 9 | 0
QGen | 3 | 24 | 10 | 0
QGen | 3 | 24 | 11 | 0
QGen | 3 | 24 | 12 | 0
QGen | 3 | 24 | 13 | 0
QGen | 3 | 24 | 14 | 0
QGen | 3 | 24 | 15 | 0
QGen | 3 | 24 | 16 | 0
QGen | 3 | 24 | 17 | 0
QGen | 3 | 24 | 18 | 0
QGen | 3 | 24 | 19 | 0
QGen | 3 | 24 | 20 | 0
QGen | 3 | 24 | 21 | 0
QGen | 3 | 24 | 22 | 0
QGen | 3 | 24 | 23 | 0
QGen | 3 | 24 | 24 | 0
QGen | 3 | 25 | 1 | 0
QGen | 3 | 25 | 2 | 0
QGen | 3 | 25 | 3 | 0
QGen | 3 | 25 | 4 | 0
QGen | 3 | 25 | 5 | 0
QGen | 3 | 25 | 6 | 0
QGen | 3 | 25 | 7 | 0
QGen | 3 | 25 | 8 | 0
QGen | 3 | 25 | 9 | 0
QGen | 3 | 25 | 10 | 0
QGen | 3 | 25 | 11 | 0
QGen | 3 | 25 | 12 | 0
QGen | 3 | 25 | 13 | 0
QGen | 3 | 25 | 14 | 0
QGen | 3 | 25 | 15 | 0
QGen | 3 | 25 | 16 | 0
QGen | 3 | 25 | 17 | 0
QGen | 3 | 25 | 18 | 0
QGen | 3 | 25 | 19 | 0
QGen | 3 | 25 | 20 | 0
QGen | 3 | 25 | 21 | 0
QGen | 3 | 25 | 22 | 0
QGen | 3 | 25 | 23 | 0
QGen | 3 | 25 | 24 | 0
QGen | 3 | 26 | 1 | 0
QGen | 3 | 26 | 2 | 0
QGen | 3 | 26 | 3 | 0
QGen | 3 | 26 | 4 | 0
QGen | 3 | 26 | 5 | 0
QGen | 3 | 26 | 6 | 0
QGen | 3 | 26 | 7 | 0
QGen | 3 | 26 | 8 | 0
QGen | 3 | 26 | 9 | 0
QGen | 3 | 26 | 10 | 0
QGen | 3 | 26 | 11 | 0
QGen | 3 | 26 | 12 | 0
QGen | 3 | 26 | 13 | 0
QGen | 3 | 26 | 14 | 0
QGen | 3 | 26 | 15 | 0
QGen | 3 | 26 | 16 | 0
QGen | 3 | 26 | 17 | 0
QGen | 3 | 26 | 18 | 0
QGen | 3 | 26 | 19 | 0
QGen | 3 | 26 | 20 | 0
QGen | 3 | 26 | 21 | 0
QGen | 3 | 26 | 22 | 0
QGen | 3 | 26 | 23 | 0
QGen | 3 | 26 | 24 | 0
QGen | 3 | 27 | 1 | 0
QGen | 3 | 27 | 2 | 0
QGen | 3 | 27 | 3 | 0
QGen | 3 | 27 | 4 | 0
QGen | 3 | 27 | 5 | 0
QGen | 3 | 27 | 6 | 0
QGen | 3 | 27 | 7 | 0
QGen | 3 | 27 | 8 | 0
QGen | 3 | 27 | 9 | 0
QGen | 3 | 27 | 10 | 0
QGen | 3 | 27 | 11 | 0
QGen | 3 | 27 | 12 | 0
QGen | 3 | 27 | 13 | 0
QGen | 3 | 27 | 14 | 0
QGen | 3 | 27 | 15 | 0
QGen | 3 | 27 | 16 | 0
QGen | 3 | 27 | 17 | 0
QGen | 3 | 27 | 18 | 0
QGen | 3 | 27 | 19 | 0
QGen | 3 | 27 | 20 | 0
QGen | 3 | 27 | 21 | 0
QGen | 3 | 27 | 22 | 0
QGen | 3 | 27 | 23 | 0
QGen | 3 | 27 | 24 | 0
QGen | 3 | 28 | 1 | 0
QGen | 3 | 28 | 2 | 0
QGen | 3 | 28 | 3 | 0
QGen | 3 | 28 | 4 | 0
QGen | 3 | 28 | 5 | 0
QGen | 3 | 28 | 6 | 0
QGen | 3 | 28 | 7 | 0
QGen | 3 | 28 | 8 | 0
QGen | 3 | 28 | 9 | 0
QGen | 3 | 28 | 10 | 0
QGen | 3 | 28 | 11 | 0
QGen | 3 | 28 | 12 | 0
QGen | 3 | 28 | 13 | 0
QGen | 3 | 28 | 14 | 0
QGen | 3 | 28 | 15 | 0
QGen | 3 | 28 | 16 | 0
QGen | 3 | 28 | 17 | 0
QGen | 3 | 28 | 18 | 0
QGen | 3 | 28 | 19 | 0
QGen | 3 | 28 | 20 | 0
QGen | 3 | 28 | 21 | 0
QGen | 3 | 28 | 22 | 0
QGen | 3 | 28 | 23 | 0
QGen | 3 | 28 | 24 | 0
QGen | 3 | 29 | 1 | 0
QGen | 3 | 29 | 2 | 0
QGen | 3 | 29 | 3 | 0
QGen | 3 | 29 | 4 | 0
QGen | 3 | 29 | 5 | 0
QGen | 3 | 29 | 6 | 0
QGen | 3 | 29 | 7 | 0
QGen | 3 | 29 | 8 | 0
QGen | 3 | 29 | 9 | 0
QGen | 3 | 29 | 10 | 0
QGen | 3 | 29 | 11 | 0
QGen | 3 | 29 | 12 | 0
QGen | 3 | 29 | 13 | 0
QGen | 3 | 29 | 14 | 0
QGen | 3 | 29 | 15 | 0
QGen | 3 | 29 | 16 | 0
QGen | 3 | 29 | 17 | 0
QGen | 3 | 29 | 18 | 0
QGen | 3 | 29 | 19 | 0
QGen | 3 | 29 | 20 | 0
QGen | 3 | 29 | 21 | 0
QGen | 3 | 29 | 22 | 0
QGen | 3 | 29 | 23 | 0
QGen | 3 | 29 | 24 | 0
QGen | 3 | 30 | 1 | 0
QGen | 3 | 30 | 2 | 0
QGen | 3 | 30 | 3 | 0
QGen | 3 | 30 | 4 | 0
QGen | 3 | 30 | 5 | 0
QGen | 3 | 30 | 6 | 0
QGen | 3 | 30 | 7 | 0.0004
QGen | 3 | 30 | 8 | 0.0016
QGen | 3 | 30 | 9 | 0.004
QGen | 3 | 30 | 10 | 0.0072
QGen | 3 | 30 | 11 | 0.0084
QGen | 3 | 30 | 12 | 0.01
QGen | 3 | 30 | 13 | 0.01
QGen | 3 | 30 | 14 | 0.0088
QGen | 3 | 30 | 15 | 0.006
QGen | 3 | 30 | 16 | 0.0052
QGen | 3 | 30 | 17 | 0.0048
QGen | 3 | 30 | 18 | 0.0028
QGen | 3 | 30 | 19 | 0
QGen | 3 | 30 | 20 | 0
QGen | 3 | 30 | 21 | 0
QGen | 3 | 30 | 22 | 0
QGen | 3 | 30 | 23 | 0
QGen | 3 | 30 | 24 | 0
QGen | 3 | 31 | 1 | 0
QGen | 3 | 31 | 2 | 0
QGen | 3 | 31 | 3 | 0
QGen | 3 | 31 | 4 | 0
QGen | 3 | 31 | 5 | 0
QGen | 3 | 31 | 6 | 0
QGen | 3 | 31 | 7 | 0
QGen | 3 | 31 | 8 | 0
QGen | 3 | 31 | 9 | 0
QGen | 3 | 31 | 10 | 0
QGen | 3 | 31 | 11 | 0
QGen | 3 | 31 | 12 | 0
QGen | 3 | 31 | 13 | 0
QGen | 3 | 31 | 14 | 0
QGen | 3 | 31 | 15 | 0
QGen | 3 | 31 | 16 | 0
QGen | 3 | 31 | 17 | 0
QGen | 3 | 31 | 18 | 0
QGen | 3 | 31 | 19 | 0
QGen | 3 | 31 | 20 | 0
QGen | 3 | 31 | 21 | 0
QGen | 3 | 31 | 22 | 0
QGen | 3 | 31 | 23 | 0
QGen | 3 | 31 | 24 | 0
QGen | 3 | 32 | 1 | 0
QGen | 3 | 32 | 2 | 0
QGen | 3 | 32 | 3 | 0
QGen | 3 | 32 | 4 | 0
QGen | 3 | 32 | 5 | 0
QGen | 3 | 32 | 6 | 0
QGen | 3 | 32 | 7 | 0
QGen | 3 | 32 | 8 | 0
QGen | 3 | 32 | 9 | 0
QGen | 3 | 32 | 10 | 0
QGen | 3 | 32 | 11 | 0
QGen | 3 | 32 | 12 | 0
QGen | 3 | 32 | 13 | 0
QGen | 3 | 32 | 14 | 0
QGen | 3 | 32 | 15 | 0
QGen | 3 | 32 | 16 | 0
QGen | 3 | 32 | 17 | 0
QGen | 3 | 32 | 18 | 0
QGen | 3 | 32 | 19 | 0
QGen | 3 | 32 | 20 | 0
QGen | 3 | 32 | 21 | 0
QGen | 3 | 32 | 22 | 0
QGen | 3 | 32 | 23 | 0
QGen | 3 | 32 | 24 | 0
QGen | 3 | 33 | 1 | 0
QGen | 3 | 33 | 2 | 0
QGen | 3 | 33 | 3 | 0
QGen | 3 | 33 | 4 | 0
QGen | 3 | 33 | 5 | 0
QGen | 3 | 33 | 6 | 0
QGen | 3 | 33 | 7 | 0
QGen | 3 | 33 | 8 | 0
QGen | 3 | 33 | 9 | 0
QGen | 3 | 33 | 10 | 0
QGen | 3 | 33 | 11 | 0
QGen | 3 | 33 | 12 | 0
QGen | 3 | 33 | 13 | 0
QGen | 3 | 33 | 14 | 0
QGen | 3 | 33 | 15 | 0
QGen | 3 | 33 | 16 | 0
QGen | 3 | 33 | 17 | 0
QGen | 3 | 33 | 18 | 0
QGen | 3 | 33 | 19 | 0
QGen | 3 | 33 | 20 | 0
QGen | 3 | 33 | 21 | 0
QGen | 3 | 33 | 22 | 0
QGen | 3 | 33 | 23 | 0
QGen | 3 | 33 | 24 | 0

## Line_Status
Variable_name | Index: Lines | Value
Line_Status | 1 | 1
Line_Status | 2 | 1
Line_Status | 3 | 1
Line_Status | 4 | 1
Line_Status | 5 | 1
Line_Status | 6 | 1
Line_Status | 7 | 0
Line_Status | 8 | 1
Line_Status | 9 | 0
Line_Status | 10 | 1
Line_Status | 11 | 1
Line_Status | 12 | 1
Line_Status | 13 | 1
Line_Status | 14 | 0
Line_Status | 15 | 1
Line_Status | 16 | 1
Line_Status | 17 | 1
Line_Status | 18 | 1
Line_Status | 19 | 1
Line_Status | 20 | 1
Line_Status | 21 | 1
Line_Status | 22 | 1
Line_Status | 23 | 1
Line_Status | 24 | 1
Line_Status | 25 | 1
Line_Status | 26 | 1
Line_Status | 27 | 1
Line_Status | 28 | 0
Line_Status | 29 | 1
Line_Status | 30 | 1
Line_Status | 31 | 0
Line_Status | 32 | 1
Line_Status | 33 | 1
Line_Status | 34 | 1
Line_Status | 35 | 1
Line_Status | 36 | 1
Line_Status | 37 | 1

## Transfer_bus_Status
Variable_name | Index: Buses | Value
Transfer_bus_Status | 1 | 1
Transfer_bus_Status | 2 | 1
Transfer_bus_Status | 3 | 1
Transfer_bus_Status | 4 | 1
Transfer_bus_Status | 5 | 1
Transfer_bus_Status | 6 | 1
Transfer_bus_Status | 7 | 1
Transfer_bus_Status | 8 | 1
Transfer_bus_Status | 9 | 1
Transfer_bus_Status | 10 | 1
Transfer_bus_Status | 11 | 1
Transfer_bus_Status | 12 | 1
Transfer_bus_Status | 13 | 1
Transfer_bus_Status | 14 | 1
Transfer_bus_Status | 15 | 1
Transfer_bus_Status | 16 | 1
Transfer_bus_Status | 17 | 1
Transfer_bus_Status | 18 | 1
Transfer_bus_Status | 19 | 1
Transfer_bus_Status | 20 | 1
Transfer_bus_Status | 21 | 1
Transfer_bus_Status | 22 | 1
Transfer_bus_Status | 23 | 1
Transfer_bus_Status | 24 | 1
Transfer_bus_Status | 25 | 1
Transfer_bus_Status | 26 | 1
Transfer_bus_Status | 27 | 1
Transfer_bus_Status | 28 | 1
Transfer_bus_Status | 29 | 1
Transfer_bus_Status | 30 | 1
Transfer_bus_Status | 31 | 1
Transfer_bus_Status | 32 | 1
Transfer_bus_Status | 33 | 1

## Fictious_flow
Variable_name | Index: Lines | Value
Fictious_flow | 1 | 2
Fictious_flow | 2 | 1
Fictious_flow | 3 | 0
Fictious_flow | 4 | 0
Fictious_flow | 5 | 0
Fictious_flow | 6 | 0
Fictious_flow | 7 | 0
Fictious_flow | 8 | 1
Fictious_flow | 9 | 0
Fictious_flow | 10 | 0
Fictious_flow | 11 | 0
Fictious_flow | 12 | 0
Fictious_flow | 13 | 0
Fictious_flow | 14 | 0
Fictious_flow | 15 | 1
Fictious_flow | 16 | 1
Fictious_flow | 17 | 1
Fictious_flow | 18 | 1
Fictious_flow | 19 | 1
Fictious_flow | 20 | 1
Fictious_flow | 21 | 0
Fictious_flow | 22 | 1
Fictious_flow | 23 | 1
Fictious_flow | 24 | 1
Fictious_flow | 25 | 0
Fictious_flow | 26 | 0
Fictious_flow | 27 | 0
Fictious_flow | 28 | 0
Fictious_flow | 29 | 1
Fictious_flow | 30 | 0
Fictious_flow | 31 | 0
Fictious_flow | 32 | 0
Fictious_flow | 33 | 1
Fictious_flow | 34 | 1
Fictious_flow | 35 | 0
Fictious_flow | 36 | 0
Fictious_flow | 37 | 1

## PDem
Variable_name | Index: Buses | Index: Times | Value
PDem | 1 | 1 | 0
PDem | 1 | 2 | 0
PDem | 1 | 3 | 0
PDem | 1 | 4 | 0
PDem | 1 | 5 | 0
PDem | 1 | 6 | 0
PDem | 1 | 7 | 0
PDem | 1 | 8 | 0
PDem | 1 | 9 | 0
PDem | 1 | 10 | 0
PDem | 1 | 11 | 0
PDem | 1 | 12 | 0
PDem | 1 | 13 | 0
PDem | 1 | 14 | 0
PDem | 1 | 15 | 0
PDem | 1 | 16 | 0
PDem | 1 | 17 | 0
PDem | 1 | 18 | 0
PDem | 1 | 19 | 0
PDem | 1 | 20 | 0
PDem | 1 | 21 | 0
PDem | 1 | 22 | 0
PDem | 1 | 23 | 0
PDem | 1 | 24 | 0
PDem | 2 | 1 | 0.0077
PDem | 2 | 2 | 0.0077223
PDem | 2 | 3 | 0.0073427
PDem | 2 | 4 | 0.0079067
PDem | 2 | 5 | 0.007115
PDem | 2 | 6 | 0.0072017
PDem | 2 | 7 | 0.0074946
PDem | 2 | 8 | 0.0080911
PDem | 2 | 9 | 0.0089696
PDem | 2 | 10 | 0.0095553
PDem | 2 | 11 | 0.01
PDem | 2 | 12 | 0.0099024
PDem | 2 | 13 | 0.0097831
PDem | 2 | 14 | 0.009718
PDem | 2 | 15 | 0.0099024
PDem | 2 | 16 | 0.0094685
PDem | 2 | 17 | 0.0094469
PDem | 2 | 18 | 0.0095228
PDem | 2 | 19 | 0.0093926
PDem | 2 | 20 | 0.0093167
PDem | 2 | 21 | 0.0092842
PDem | 2 | 22 | 0.0094685
PDem | 2 | 23 | 0.0092408
PDem | 2 | 24 | 0.0083839
PDem | 3 | 1 | 0.00693
PDem | 3 | 2 | 0.0069501
PDem | 3 | 3 | 0.0066085
PDem | 3 | 4 | 0.0071161
PDem | 3 | 5 | 0.0064035
PDem | 3 | 6 | 0.0064816
PDem | 3 | 7 | 0.0067451
PDem | 3 | 8 | 0.007282
PDem | 3 | 9 | 0.0080727
PDem | 3 | 10 | 0.0085998
PDem | 3 | 11 | 0.009
PDem | 3 | 12 | 0.0089121
PDem | 3 | 13 | 0.0088048
PDem | 3 | 14 | 0.0087462
PDem | 3 | 15 | 0.0089121
PDem | 3 | 16 | 0.0085217
PDem | 3 | 17 | 0.0085022
PDem | 3 | 18 | 0.0085705
PDem | 3 | 19 | 0.0084534
PDem | 3 | 20 | 0.008385
PDem | 3 | 21 | 0.0083557
PDem | 3 | 22 | 0.0085217
PDem | 3 | 23 | 0.0083167
PDem | 3 | 24 | 0.0075456
PDem | 4 | 1 | 0.00924
PDem | 4 | 2 | 0.0092668
PDem | 4 | 3 | 0.0088113
PDem | 4 | 4 | 0.0094881
PDem | 4 | 5 | 0.008538
PDem | 4 | 6 | 0.0086421
PDem | 4 | 7 | 0.0089935
PDem | 4 | 8 | 0.0097093
PDem | 4 | 9 | 0.010764
PDem | 4 | 10 | 0.011466
PDem | 4 | 11 | 0.012
PDem | 4 | 12 | 0.011883
PDem | 4 | 13 | 0.01174
PDem | 4 | 14 | 0.011662
PDem | 4 | 15 | 0.011883
PDem | 4 | 16 | 0.011362
PDem | 4 | 17 | 0.011336
PDem | 4 | 18 | 0.011427
PDem | 4 | 19 | 0.011271
PDem | 4 | 20 | 0.01118
PDem | 4 | 21 | 0.011141
PDem | 4 | 22 | 0.011362
PDem | 4 | 23 | 0.011089
PDem | 4 | 24 | 0.010061
PDem | 5 | 1 | 0.00462
PDem | 5 | 2 | 0.0046334
PDem | 5 | 3 | 0.0044056
PDem | 5 | 4 | 0.004744
PDem | 5 | 5 | 0.004269
PDem | 5 | 6 | 0.004321
PDem | 5 | 7 | 0.0044967
PDem | 5 | 8 | 0.0048547
PDem | 5 | 9 | 0.0053818
PDem | 5 | 10 | 0.0057332
PDem | 5 | 11 | 0.006
PDem | 5 | 12 | 0.0059414
PDem | 5 | 13 | 0.0058698
PDem | 5 | 14 | 0.0058308
PDem | 5 | 15 | 0.0059414
PDem | 5 | 16 | 0.0056811
PDem | 5 | 17 | 0.0056681
PDem | 5 | 18 | 0.0057137
PDem | 5 | 19 | 0.0056356
PDem | 5 | 20 | 0.00559
PDem | 5 | 21 | 0.0055705
PDem | 5 | 22 | 0.0056811
PDem | 5 | 23 | 0.0055445
PDem | 5 | 24 | 0.0050304
PDem | 6 | 1 | 0.00462
PDem | 6 | 2 | 0.0046334
PDem | 6 | 3 | 0.0044056
PDem | 6 | 4 | 0.004744
PDem | 6 | 5 | 0.004269
PDem | 6 | 6 | 0.004321
PDem | 6 | 7 | 0.0044967
PDem | 6 | 8 | 0.0048547
PDem | 6 | 9 | 0.0053818
PDem | 6 | 10 | 0.0057332
PDem | 6 | 11 | 0.006
PDem | 6 | 12 | 0.0059414
PDem | 6 | 13 | 0.0058698
PDem | 6 | 14 | 0.0058308
PDem | 6 | 15 | 0.0059414
PDem | 6 | 16 | 0.0056811
PDem | 6 | 17 | 0.0056681
PDem | 6 | 18 | 0.0057137
PDem | 6 | 19 | 0.0056356
PDem | 6 | 20 | 0.00559
PDem | 6 | 21 | 0.0055705
PDem | 6 | 22 | 0.0056811
PDem | 6 | 23 | 0.0055445
PDem | 6 | 24 | 0.0050304
PDem | 7 | 1 | 0.0154
PDem | 7 | 2 | 0.015445
PDem | 7 | 3 | 0.014685
PDem | 7 | 4 | 0.015813
PDem | 7 | 5 | 0.01423
PDem | 7 | 6 | 0.014403
PDem | 7 | 7 | 0.014989
PDem | 7 | 8 | 0.016182
PDem | 7 | 9 | 0.017939
PDem | 7 | 10 | 0.019111
PDem | 7 | 11 | 0.02
PDem | 7 | 12 | 0.019805
PDem | 7 | 13 | 0.019566
PDem | 7 | 14 | 0.019436
PDem | 7 | 15 | 0.019805
PDem | 7 | 16 | 0.018937
PDem | 7 | 17 | 0.018894
PDem | 7 | 18 | 0.019046
PDem | 7 | 19 | 0.018785
PDem | 7 | 20 | 0.018633
PDem | 7 | 21 | 0.018568
PDem | 7 | 22 | 0.018937
PDem | 7 | 23 | 0.018482
PDem | 7 | 24 | 0.016768
PDem | 8 | 1 | 0.0154
PDem | 8 | 2 | 0.015445
PDem | 8 | 3 | 0.014685
PDem | 8 | 4 | 0.015813
PDem | 8 | 5 | 0.01423
PDem | 8 | 6 | 0.014403
PDem | 8 | 7 | 0.014989
PDem | 8 | 8 | 0.016182
PDem | 8 | 9 | 0.017939
PDem | 8 | 10 | 0.019111
PDem | 8 | 11 | 0.02
PDem | 8 | 12 | 0.019805
PDem | 8 | 13 | 0.019566
PDem | 8 | 14 | 0.019436
PDem | 8 | 15 | 0.019805
PDem | 8 | 16 | 0.018937
PDem | 8 | 17 | 0.018894
PDem | 8 | 18 | 0.019046
PDem | 8 | 19 | 0.018785
PDem | 8 | 20 | 0.018633
PDem | 8 | 21 | 0.018568
PDem | 8 | 22 | 0.018937
PDem | 8 | 23 | 0.018482
PDem | 8 | 24 | 0.016768
PDem | 9 | 1 | 0.00462
PDem | 9 | 2 | 0.0046334
PDem | 9 | 3 | 0.0044056
PDem | 9 | 4 | 0.004744
PDem | 9 | 5 | 0.004269
PDem | 9 | 6 | 0.004321
PDem | 9 | 7 | 0.0044967
PDem | 9 | 8 | 0.0048547
PDem | 9 | 9 | 0.0053818
PDem | 9 | 10 | 0.0057332
PDem | 9 | 11 | 0.006
PDem | 9 | 12 | 0.0059414
PDem | 9 | 13 | 0.0058698
PDem | 9 | 14 | 0.0058308
PDem | 9 | 15 | 0.0059414
PDem | 9 | 16 | 0.0056811
PDem | 9 | 17 | 0.0056681
PDem | 9 | 18 | 0.0057137
PDem | 9 | 19 | 0.0056356
PDem | 9 | 20 | 0.00559
PDem | 9 | 21 | 0.0055705
PDem | 9 | 22 | 0.0056811
PDem | 9 | 23 | 0.0055445
PDem | 9 | 24 | 0.0050304
PDem | 10 | 1 | 0.00462
PDem | 10 | 2 | 0.0046334
PDem | 10 | 3 | 0.0044056
PDem | 10 | 4 | 0.004744
PDem | 10 | 5 | 0.004269
PDem | 10 | 6 | 0.004321
PDem | 10 | 7 | 0.0044967
PDem | 10 | 8 | 0.0048547
PDem | 10 | 9 | 0.0053818
PDem | 10 | 10 | 0.0057332
PDem | 10 | 11 | 0.006
PDem | 10 | 12 | 0.0059414
PDem | 10 | 13 | 0.0058698
PDem | 10 | 14 | 0.0058308
PDem | 10 | 15 | 0.0059414
PDem | 10 | 16 | 0.0056811
PDem | 10 | 17 | 0.0056681
PDem | 10 | 18 | 0.0057137
PDem | 10 | 19 | 0.0056356
PDem | 10 | 20 | 0.00559
PDem | 10 | 21 | 0.0055705
PDem | 10 | 22 | 0.0056811
PDem | 10 | 23 | 0.0055445
PDem | 10 | 24 | 0.0050304
PDem | 11 | 1 | 0.003465
PDem | 11 | 2 | 0.0034751
PDem | 11 | 3 | 0.0033042
PDem | 11 | 4 | 0.003558
PDem | 11 | 5 | 0.0032017
PDem | 11 | 6 | 0.0032408
PDem | 11 | 7 | 0.0033726
PDem | 11 | 8 | 0.003641
PDem | 11 | 9 | 0.0040363
PDem | 11 | 10 | 0.0042999
PDem | 11 | 11 | 0.0045
PDem | 11 | 12 | 0.0044561
PDem | 11 | 13 | 0.0044024
PDem | 11 | 14 | 0.0043731
PDem | 11 | 15 | 0.0044561
PDem | 11 | 16 | 0.0042608
PDem | 11 | 17 | 0.0042511
PDem | 11 | 18 | 0.0042852
PDem | 11 | 19 | 0.0042267
PDem | 11 | 20 | 0.0041925
PDem | 11 | 21 | 0.0041779
PDem | 11 | 22 | 0.0042608
PDem | 11 | 23 | 0.0041584
PDem | 11 | 24 | 0.0037728
PDem | 12 | 1 | 0.00462
PDem | 12 | 2 | 0.0046334
PDem | 12 | 3 | 0.0044056
PDem | 12 | 4 | 0.004744
PDem | 12 | 5 | 0.004269
PDem | 12 | 6 | 0.004321
PDem | 12 | 7 | 0.0044967
PDem | 12 | 8 | 0.0048547
PDem | 12 | 9 | 0.0053818
PDem | 12 | 10 | 0.0057332
PDem | 12 | 11 | 0.006
PDem | 12 | 12 | 0.0059414
PDem | 12 | 13 | 0.0058698
PDem | 12 | 14 | 0.0058308
PDem | 12 | 15 | 0.0059414
PDem | 12 | 16 | 0.0056811
PDem | 12 | 17 | 0.0056681
PDem | 12 | 18 | 0.0057137
PDem | 12 | 19 | 0.0056356
PDem | 12 | 20 | 0.00559
PDem | 12 | 21 | 0.0055705
PDem | 12 | 22 | 0.0056811
PDem | 12 | 23 | 0.0055445
PDem | 12 | 24 | 0.0050304
PDem | 13 | 1 | 0.00462
PDem | 13 | 2 | 0.0046334
PDem | 13 | 3 | 0.0044056
PDem | 13 | 4 | 0.004744
PDem | 13 | 5 | 0.004269
PDem | 13 | 6 | 0.004321
PDem | 13 | 7 | 0.0044967
PDem | 13 | 8 | 0.0048547
PDem | 13 | 9 | 0.0053818
PDem | 13 | 10 | 0.0057332
PDem | 13 | 11 | 0.006
PDem | 13 | 12 | 0.0059414
PDem | 13 | 13 | 0.0058698
PDem | 13 | 14 | 0.0058308
PDem | 13 | 15 | 0.0059414
PDem | 13 | 16 | 0.0056811
PDem | 13 | 17 | 0.0056681
PDem | 13 | 18 | 0.0057137
PDem | 13 | 19 | 0.0056356
PDem | 13 | 20 | 0.00559
PDem | 13 | 21 | 0.0055705
PDem | 13 | 22 | 0.0056811
PDem | 13 | 23 | 0.0055445
PDem | 13 | 24 | 0.0050304
PDem | 14 | 1 | 0.00924
PDem | 14 | 2 | 0.0092668
PDem | 14 | 3 | 0.0088113
PDem | 14 | 4 | 0.0094881
PDem | 14 | 5 | 0.008538
PDem | 14 | 6 | 0.0086421
PDem | 14 | 7 | 0.0089935
PDem | 14 | 8 | 0.0097093
PDem | 14 | 9 | 0.010764
PDem | 14 | 10 | 0.011466
PDem | 14 | 11 | 0.012
PDem | 14 | 12 | 0.011883
PDem | 14 | 13 | 0.01174
PDem | 14 | 14 | 0.011662
PDem | 14 | 15 | 0.011883
PDem | 14 | 16 | 0.011362
PDem | 14 | 17 | 0.011336
PDem | 14 | 18 | 0.011427
PDem | 14 | 19 | 0.011271
PDem | 14 | 20 | 0.01118
PDem | 14 | 21 | 0.011141
PDem | 14 | 22 | 0.011362
PDem | 14 | 23 | 0.011089
PDem | 14 | 24 | 0.010061
PDem | 15 | 1 | 0.00462
PDem | 15 | 2 | 0.0046334
PDem | 15 | 3 | 0.0044056
PDem | 15 | 4 | 0.004744
PDem | 15 | 5 | 0.004269
PDem | 15 | 6 | 0.004321
PDem | 15 | 7 | 0.0044967
PDem | 15 | 8 | 0.0048547
PDem | 15 | 9 | 0.0053818
PDem | 15 | 10 | 0.0057332
PDem | 15 | 11 | 0.006
PDem | 15 | 12 | 0.0059414
PDem | 15 | 13 | 0.0058698
PDem | 15 | 14 | 0.0058308
PDem | 15 | 15 | 0.0059414
PDem | 15 | 16 | 0.0056811
PDem | 15 | 17 | 0.0056681
PDem | 15 | 18 | 0.0057137
PDem | 15 | 19 | 0.0056356
PDem | 15 | 20 | 0.00559
PDem | 15 | 21 | 0.0055705
PDem | 15 | 22 | 0.0056811
PDem | 15 | 23 | 0.0055445
PDem | 15 | 24 | 0.0050304
PDem | 16 | 1 | 0.00462
PDem | 16 | 2 | 0.0046334
PDem | 16 | 3 | 0.0044056
PDem | 16 | 4 | 0.004744
PDem | 16 | 5 | 0.004269
PDem | 16 | 6 | 0.004321
PDem | 16 | 7 | 0.0044967
PDem | 16 | 8 | 0.0048547
PDem | 16 | 9 | 0.0053818
PDem | 16 | 10 | 0.0057332
PDem | 16 | 11 | 0.006
PDem | 16 | 12 | 0.0059414
PDem | 16 | 13 | 0.0058698
PDem | 16 | 14 | 0.0058308
PDem | 16 | 15 | 0.0059414
PDem | 16 | 16 | 0.0056811
PDem | 16 | 17 | 0.0056681
PDem | 16 | 18 | 0.0057137
PDem | 16 | 19 | 0.0056356
PDem | 16 | 20 | 0.00559
PDem | 16 | 21 | 0.0055705
PDem | 16 | 22 | 0.0056811
PDem | 16 | 23 | 0.0055445
PDem | 16 | 24 | 0.0050304
PDem | 17 | 1 | 0.00462
PDem | 17 | 2 | 0.0046334
PDem | 17 | 3 | 0.0044056
PDem | 17 | 4 | 0.004744
PDem | 17 | 5 | 0.004269
PDem | 17 | 6 | 0.004321
PDem | 17 | 7 | 0.0044967
PDem | 17 | 8 | 0.0048547
PDem | 17 | 9 | 0.0053818
PDem | 17 | 10 | 0.0057332
PDem | 17 | 11 | 0.006
PDem | 17 | 12 | 0.0059414
PDem | 17 | 13 | 0.0058698
PDem | 17 | 14 | 0.0058308
PDem | 17 | 15 | 0.0059414
PDem | 17 | 16 | 0.0056811
PDem | 17 | 17 | 0.0056681
PDem | 17 | 18 | 0.0057137
PDem | 17 | 19 | 0.0056356
PDem | 17 | 20 | 0.00559
PDem | 17 | 21 | 0.0055705
PDem | 17 | 22 | 0.0056811
PDem | 17 | 23 | 0.0055445
PDem | 17 | 24 | 0.0050304
PDem | 18 | 1 | 0.00693
PDem | 18 | 2 | 0.0069501
PDem | 18 | 3 | 0.0066085
PDem | 18 | 4 | 0.0071161
PDem | 18 | 5 | 0.0064035
PDem | 18 | 6 | 0.0064816
PDem | 18 | 7 | 0.0067451
PDem | 18 | 8 | 0.007282
PDem | 18 | 9 | 0.0080727
PDem | 18 | 10 | 0.0085998
PDem | 18 | 11 | 0.009
PDem | 18 | 12 | 0.0089121
PDem | 18 | 13 | 0.0088048
PDem | 18 | 14 | 0.0087462
PDem | 18 | 15 | 0.0089121
PDem | 18 | 16 | 0.0085217
PDem | 18 | 17 | 0.0085022
PDem | 18 | 18 | 0.0085705
PDem | 18 | 19 | 0.0084534
PDem | 18 | 20 | 0.008385
PDem | 18 | 21 | 0.0083557
PDem | 18 | 22 | 0.0085217
PDem | 18 | 23 | 0.0083167
PDem | 18 | 24 | 0.0075456
PDem | 19 | 1 | 0.00693
PDem | 19 | 2 | 0.0069501
PDem | 19 | 3 | 0.0066085
PDem | 19 | 4 | 0.0071161
PDem | 19 | 5 | 0.0064035
PDem | 19 | 6 | 0.0064816
PDem | 19 | 7 | 0.0067451
PDem | 19 | 8 | 0.007282
PDem | 19 | 9 | 0.0080727
PDem | 19 | 10 | 0.0085998
PDem | 19 | 11 | 0.009
PDem | 19 | 12 | 0.0089121
PDem | 19 | 13 | 0.0088048
PDem | 19 | 14 | 0.0087462
PDem | 19 | 15 | 0.0089121
PDem | 19 | 16 | 0.0085217
PDem | 19 | 17 | 0.0085022
PDem | 19 | 18 | 0.0085705
PDem | 19 | 19 | 0.0084534
PDem | 19 | 20 | 0.008385
PDem | 19 | 21 | 0.0083557
PDem | 19 | 22 | 0.0085217
PDem | 19 | 23 | 0.0083167
PDem | 19 | 24 | 0.0075456
PDem | 20 | 1 | 0.00693
PDem | 20 | 2 | 0.0069501
PDem | 20 | 3 | 0.0066085
PDem | 20 | 4 | 0.0071161
PDem | 20 | 5 | 0.0064035
PDem | 20 | 6 | 0.0064816
PDem | 20 | 7 | 0.0067451
PDem | 20 | 8 | 0.007282
PDem | 20 | 9 | 0.0080727
PDem | 20 | 10 | 0.0085998
PDem | 20 | 11 | 0.009
PDem | 20 | 12 | 0.0089121
PDem | 20 | 13 | 0.0088048
PDem | 20 | 14 | 0.0087462
PDem | 20 | 15 | 0.0089121
PDem | 20 | 16 | 0.0085217
PDem | 20 | 17 | 0.0085022
PDem | 20 | 18 | 0.0085705
PDem | 20 | 19 | 0.0084534
PDem | 20 | 20 | 0.008385
PDem | 20 | 21 | 0.0083557
PDem | 20 | 22 | 0.0085217
PDem | 20 | 23 | 0.0083167
PDem | 20 | 24 | 0.0075456
PDem | 21 | 1 | 0.00693
PDem | 21 | 2 | 0.0069501
PDem | 21 | 3 | 0.0066085
PDem | 21 | 4 | 0.0071161
PDem | 21 | 5 | 0.0064035
PDem | 21 | 6 | 0.0064816
PDem | 21 | 7 | 0.0067451
PDem | 21 | 8 | 0.007282
PDem | 21 | 9 | 0.0080727
PDem | 21 | 10 | 0.0085998
PDem | 21 | 11 | 0.009
PDem | 21 | 12 | 0.0089121
PDem | 21 | 13 | 0.0088048
PDem | 21 | 14 | 0.0087462
PDem | 21 | 15 | 0.0089121
PDem | 21 | 16 | 0.0085217
PDem | 21 | 17 | 0.0085022
PDem | 21 | 18 | 0.0085705
PDem | 21 | 19 | 0.0084534
PDem | 21 | 20 | 0.008385
PDem | 21 | 21 | 0.0083557
PDem | 21 | 22 | 0.0085217
PDem | 21 | 23 | 0.0083167
PDem | 21 | 24 | 0.0075456
PDem | 22 | 1 | 0.00693
PDem | 22 | 2 | 0.0069501
PDem | 22 | 3 | 0.0066085
PDem | 22 | 4 | 0.0071161
PDem | 22 | 5 | 0.0064035
PDem | 22 | 6 | 0.0064816
PDem | 22 | 7 | 0.0067451
PDem | 22 | 8 | 0.007282
PDem | 22 | 9 | 0.0080727
PDem | 22 | 10 | 0.0085998
PDem | 22 | 11 | 0.009
PDem | 22 | 12 | 0.0089121
PDem | 22 | 13 | 0.0088048
PDem | 22 | 14 | 0.0087462
PDem | 22 | 15 | 0.0089121
PDem | 22 | 16 | 0.0085217
PDem | 22 | 17 | 0.0085022
PDem | 22 | 18 | 0.0085705
PDem | 22 | 19 | 0.0084534
PDem | 22 | 20 | 0.008385
PDem | 22 | 21 | 0.0083557
PDem | 22 | 22 | 0.0085217
PDem | 22 | 23 | 0.0083167
PDem | 22 | 24 | 0.0075456
PDem | 23 | 1 | 0.00693
PDem | 23 | 2 | 0.0069501
PDem | 23 | 3 | 0.0066085
PDem | 23 | 4 | 0.0071161
PDem | 23 | 5 | 0.0064035
PDem | 23 | 6 | 0.0064816
PDem | 23 | 7 | 0.0067451
PDem | 23 | 8 | 0.007282
PDem | 23 | 9 | 0.0080727
PDem | 23 | 10 | 0.0085998
PDem | 23 | 11 | 0.009
PDem | 23 | 12 | 0.0089121
PDem | 23 | 13 | 0.0088048
PDem | 23 | 14 | 0.0087462
PDem | 23 | 15 | 0.0089121
PDem | 23 | 16 | 0.0085217
PDem | 23 | 17 | 0.0085022
PDem | 23 | 18 | 0.0085705
PDem | 23 | 19 | 0.0084534
PDem | 23 | 20 | 0.008385
PDem | 23 | 21 | 0.0083557
PDem | 23 | 22 | 0.0085217
PDem | 23 | 23 | 0.0083167
PDem | 23 | 24 | 0.0075456
PDem | 24 | 1 | 0.03234
PDem | 24 | 2 | 0.032434
PDem | 24 | 3 | 0.030839
PDem | 24 | 4 | 0.033208
PDem | 24 | 5 | 0.029883
PDem | 24 | 6 | 0.030247
PDem | 24 | 7 | 0.031477
PDem | 24 | 8 | 0.033983
PDem | 24 | 9 | 0.037672
PDem | 24 | 10 | 0.040132
PDem | 24 | 11 | 0.042
PDem | 24 | 12 | 0.04159
PDem | 24 | 13 | 0.041089
PDem | 24 | 14 | 0.040816
PDem | 24 | 15 | 0.04159
PDem | 24 | 16 | 0.039768
PDem | 24 | 17 | 0.039677
PDem | 24 | 18 | 0.039996
PDem | 24 | 19 | 0.039449
PDem | 24 | 20 | 0.03913
PDem | 24 | 21 | 0.038993
PDem | 24 | 22 | 0.039768
PDem | 24 | 23 | 0.038811
PDem | 24 | 24 | 0.035213
PDem | 25 | 1 | 0.03234
PDem | 25 | 2 | 0.032434
PDem | 25 | 3 | 0.030839
PDem | 25 | 4 | 0.033208
PDem | 25 | 5 | 0.029883
PDem | 25 | 6 | 0.030247
PDem | 25 | 7 | 0.031477
PDem | 25 | 8 | 0.033983
PDem | 25 | 9 | 0.037672
PDem | 25 | 10 | 0.040132
PDem | 25 | 11 | 0.042
PDem | 25 | 12 | 0.04159
PDem | 25 | 13 | 0.041089
PDem | 25 | 14 | 0.040816
PDem | 25 | 15 | 0.04159
PDem | 25 | 16 | 0.039768
PDem | 25 | 17 | 0.039677
PDem | 25 | 18 | 0.039996
PDem | 25 | 19 | 0.039449
PDem | 25 | 20 | 0.03913
PDem | 25 | 21 | 0.038993
PDem | 25 | 22 | 0.039768
PDem | 25 | 23 | 0.038811
PDem | 25 | 24 | 0.035213
PDem | 26 | 1 | 0.00462
PDem | 26 | 2 | 0.0046334
PDem | 26 | 3 | 0.0044056
PDem | 26 | 4 | 0.004744
PDem | 26 | 5 | 0.004269
PDem | 26 | 6 | 0.004321
PDem | 26 | 7 | 0.0044967
PDem | 26 | 8 | 0.0048547
PDem | 26 | 9 | 0.0053818
PDem | 26 | 10 | 0.0057332
PDem | 26 | 11 | 0.006
PDem | 26 | 12 | 0.0059414
PDem | 26 | 13 | 0.0058698
PDem | 26 | 14 | 0.0058308
PDem | 26 | 15 | 0.0059414
PDem | 26 | 16 | 0.0056811
PDem | 26 | 17 | 0.0056681
PDem | 26 | 18 | 0.0057137
PDem | 26 | 19 | 0.0056356
PDem | 26 | 20 | 0.00559
PDem | 26 | 21 | 0.0055705
PDem | 26 | 22 | 0.0056811
PDem | 26 | 23 | 0.0055445
PDem | 26 | 24 | 0.0050304
PDem | 27 | 1 | 0.00462
PDem | 27 | 2 | 0.0046334
PDem | 27 | 3 | 0.0044056
PDem | 27 | 4 | 0.004744
PDem | 27 | 5 | 0.004269
PDem | 27 | 6 | 0.004321
PDem | 27 | 7 | 0.0044967
PDem | 27 | 8 | 0.0048547
PDem | 27 | 9 | 0.0053818
PDem | 27 | 10 | 0.0057332
PDem | 27 | 11 | 0.006
PDem | 27 | 12 | 0.0059414
PDem | 27 | 13 | 0.0058698
PDem | 27 | 14 | 0.0058308
PDem | 27 | 15 | 0.0059414
PDem | 27 | 16 | 0.0056811
PDem | 27 | 17 | 0.0056681
PDem | 27 | 18 | 0.0057137
PDem | 27 | 19 | 0.0056356
PDem | 27 | 20 | 0.00559
PDem | 27 | 21 | 0.0055705
PDem | 27 | 22 | 0.0056811
PDem | 27 | 23 | 0.0055445
PDem | 27 | 24 | 0.0050304
PDem | 28 | 1 | 0.00462
PDem | 28 | 2 | 0.0046334
PDem | 28 | 3 | 0.0044056
PDem | 28 | 4 | 0.004744
PDem | 28 | 5 | 0.004269
PDem | 28 | 6 | 0.004321
PDem | 28 | 7 | 0.0044967
PDem | 28 | 8 | 0.0048547
PDem | 28 | 9 | 0.0053818
PDem | 28 | 10 | 0.0057332
PDem | 28 | 11 | 0.006
PDem | 28 | 12 | 0.0059414
PDem | 28 | 13 | 0.0058698
PDem | 28 | 14 | 0.0058308
PDem | 28 | 15 | 0.0059414
PDem | 28 | 16 | 0.0056811
PDem | 28 | 17 | 0.0056681
PDem | 28 | 18 | 0.0057137
PDem | 28 | 19 | 0.0056356
PDem | 28 | 20 | 0.00559
PDem | 28 | 21 | 0.0055705
PDem | 28 | 22 | 0.0056811
PDem | 28 | 23 | 0.0055445
PDem | 28 | 24 | 0.0050304
PDem | 29 | 1 | 0.00924
PDem | 29 | 2 | 0.0092668
PDem | 29 | 3 | 0.0088113
PDem | 29 | 4 | 0.0094881
PDem | 29 | 5 | 0.008538
PDem | 29 | 6 | 0.0086421
PDem | 29 | 7 | 0.0089935
PDem | 29 | 8 | 0.0097093
PDem | 29 | 9 | 0.010764
PDem | 29 | 10 | 0.011466
PDem | 29 | 11 | 0.012
PDem | 29 | 12 | 0.011883
PDem | 29 | 13 | 0.01174
PDem | 29 | 14 | 0.011662
PDem | 29 | 15 | 0.011883
PDem | 29 | 16 | 0.011362
PDem | 29 | 17 | 0.011336
PDem | 29 | 18 | 0.011427
PDem | 29 | 19 | 0.011271
PDem | 29 | 20 | 0.01118
PDem | 29 | 21 | 0.011141
PDem | 29 | 22 | 0.011362
PDem | 29 | 23 | 0.011089
PDem | 29 | 24 | 0.010061
PDem | 30 | 1 | 0.0154
PDem | 30 | 2 | 0.015445
PDem | 30 | 3 | 0.014685
PDem | 30 | 4 | 0.015813
PDem | 30 | 5 | 0.01423
PDem | 30 | 6 | 0.014403
PDem | 30 | 7 | 0.014989
PDem | 30 | 8 | 0.016182
PDem | 30 | 9 | 0.017939
PDem | 30 | 10 | 0.019111
PDem | 30 | 11 | 0.02
PDem | 30 | 12 | 0.019805
PDem | 30 | 13 | 0.019566
PDem | 30 | 14 | 0.019436
PDem | 30 | 15 | 0.019805
PDem | 30 | 16 | 0.018937
PDem | 30 | 17 | 0.018894
PDem | 30 | 18 | 0.019046
PDem | 30 | 19 | 0.018785
PDem | 30 | 20 | 0.018633
PDem | 30 | 21 | 0.018568
PDem | 30 | 22 | 0.018937
PDem | 30 | 23 | 0.018482
PDem | 30 | 24 | 0.016768
PDem | 31 | 1 | 0.01155
PDem | 31 | 2 | 0.011584
PDem | 31 | 3 | 0.011014
PDem | 31 | 4 | 0.01186
PDem | 31 | 5 | 0.010672
PDem | 31 | 6 | 0.010803
PDem | 31 | 7 | 0.011242
PDem | 31 | 8 | 0.012137
PDem | 31 | 9 | 0.013454
PDem | 31 | 10 | 0.014333
PDem | 31 | 11 | 0.015
PDem | 31 | 12 | 0.014854
PDem | 31 | 13 | 0.014675
PDem | 31 | 14 | 0.014577
PDem | 31 | 15 | 0.014854
PDem | 31 | 16 | 0.014203
PDem | 31 | 17 | 0.01417
PDem | 31 | 18 | 0.014284
PDem | 31 | 19 | 0.014089
PDem | 31 | 20 | 0.013975
PDem | 31 | 21 | 0.013926
PDem | 31 | 22 | 0.014203
PDem | 31 | 23 | 0.013861
PDem | 31 | 24 | 0.012576
PDem | 32 | 1 | 0.01617
PDem | 32 | 2 | 0.016217
PDem | 32 | 3 | 0.01542
PDem | 32 | 4 | 0.016604
PDem | 32 | 5 | 0.014941
PDem | 32 | 6 | 0.015124
PDem | 32 | 7 | 0.015739
PDem | 32 | 8 | 0.016991
PDem | 32 | 9 | 0.018836
PDem | 32 | 10 | 0.020066
PDem | 32 | 11 | 0.021
PDem | 32 | 12 | 0.020795
PDem | 32 | 13 | 0.020544
PDem | 32 | 14 | 0.020408
PDem | 32 | 15 | 0.020795
PDem | 32 | 16 | 0.019884
PDem | 32 | 17 | 0.019838
PDem | 32 | 18 | 0.019998
PDem | 32 | 19 | 0.019725
PDem | 32 | 20 | 0.019565
PDem | 32 | 21 | 0.019497
PDem | 32 | 22 | 0.019884
PDem | 32 | 23 | 0.019406
PDem | 32 | 24 | 0.017606
PDem | 33 | 1 | 0.00462
PDem | 33 | 2 | 0.0046334
PDem | 33 | 3 | 0.0044056
PDem | 33 | 4 | 0.004744
PDem | 33 | 5 | 0.004269
PDem | 33 | 6 | 0.004321
PDem | 33 | 7 | 0.0044967
PDem | 33 | 8 | 0.0048547
PDem | 33 | 9 | 0.0053818
PDem | 33 | 10 | 0.0057332
PDem | 33 | 11 | 0.006
PDem | 33 | 12 | 0.0059414
PDem | 33 | 13 | 0.0058698
PDem | 33 | 14 | 0.0058308
PDem | 33 | 15 | 0.0059414
PDem | 33 | 16 | 0.0056811
PDem | 33 | 17 | 0.0056681
PDem | 33 | 18 | 0.0057137
PDem | 33 | 19 | 0.0056356
PDem | 33 | 20 | 0.00559
PDem | 33 | 21 | 0.0055705
PDem | 33 | 22 | 0.0056811
PDem | 33 | 23 | 0.0055445
PDem | 33 | 24 | 0.0050304

## QDem
Variable_name | Index: Buses | Index: Times | Value
QDem | 1 | 1 | 0
QDem | 1 | 2 | 0
QDem | 1 | 3 | 0
QDem | 1 | 4 | 0
QDem | 1 | 5 | 0
QDem | 1 | 6 | 0
QDem | 1 | 7 | 0
QDem | 1 | 8 | 0
QDem | 1 | 9 | 0
QDem | 1 | 10 | 0
QDem | 1 | 11 | 0
QDem | 1 | 12 | 0
QDem | 1 | 13 | 0
QDem | 1 | 14 | 0
QDem | 1 | 15 | 0
QDem | 1 | 16 | 0
QDem | 1 | 17 | 0
QDem | 1 | 18 | 0
QDem | 1 | 19 | 0
QDem | 1 | 20 | 0
QDem | 1 | 21 | 0
QDem | 1 | 22 | 0
QDem | 1 | 23 | 0
QDem | 1 | 24 | 0
QDem | 2 | 1 | 0.00462
QDem | 2 | 2 | 0.0046334
QDem | 2 | 3 | 0.0044056
QDem | 2 | 4 | 0.004744
QDem | 2 | 5 | 0.004269
QDem | 2 | 6 | 0.004321
QDem | 2 | 7 | 0.0044967
QDem | 2 | 8 | 0.0048547
QDem | 2 | 9 | 0.0053818
QDem | 2 | 10 | 0.0057332
QDem | 2 | 11 | 0.006
QDem | 2 | 12 | 0.0059414
QDem | 2 | 13 | 0.0058698
QDem | 2 | 14 | 0.0058308
QDem | 2 | 15 | 0.0059414
QDem | 2 | 16 | 0.0056811
QDem | 2 | 17 | 0.0056681
QDem | 2 | 18 | 0.0057137
QDem | 2 | 19 | 0.0056356
QDem | 2 | 20 | 0.00559
QDem | 2 | 21 | 0.0055705
QDem | 2 | 22 | 0.0056811
QDem | 2 | 23 | 0.0055445
QDem | 2 | 24 | 0.0050304
QDem | 3 | 1 | 0.00308
QDem | 3 | 2 | 0.0030889
QDem | 3 | 3 | 0.0029371
QDem | 3 | 4 | 0.0031627
QDem | 3 | 5 | 0.002846
QDem | 3 | 6 | 0.0028807
QDem | 3 | 7 | 0.0029978
QDem | 3 | 8 | 0.0032364
QDem | 3 | 9 | 0.0035879
QDem | 3 | 10 | 0.0038221
QDem | 3 | 11 | 0.004
QDem | 3 | 12 | 0.003961
QDem | 3 | 13 | 0.0039132
QDem | 3 | 14 | 0.0038872
QDem | 3 | 15 | 0.003961
QDem | 3 | 16 | 0.0037874
QDem | 3 | 17 | 0.0037787
QDem | 3 | 18 | 0.0038091
QDem | 3 | 19 | 0.003757
QDem | 3 | 20 | 0.0037267
QDem | 3 | 21 | 0.0037137
QDem | 3 | 22 | 0.0037874
QDem | 3 | 23 | 0.0036963
QDem | 3 | 24 | 0.0033536
QDem | 4 | 1 | 0.00616
QDem | 4 | 2 | 0.0061779
QDem | 4 | 3 | 0.0058742
QDem | 4 | 4 | 0.0063254
QDem | 4 | 5 | 0.005692
QDem | 4 | 6 | 0.0057614
QDem | 4 | 7 | 0.0059957
QDem | 4 | 8 | 0.0064729
QDem | 4 | 9 | 0.0071757
QDem | 4 | 10 | 0.0076443
QDem | 4 | 11 | 0.008
QDem | 4 | 12 | 0.0079219
QDem | 4 | 13 | 0.0078265
QDem | 4 | 14 | 0.0077744
QDem | 4 | 15 | 0.0079219
QDem | 4 | 16 | 0.0075748
QDem | 4 | 17 | 0.0075575
QDem | 4 | 18 | 0.0076182
QDem | 4 | 19 | 0.0075141
QDem | 4 | 20 | 0.0074534
QDem | 4 | 21 | 0.0074273
QDem | 4 | 22 | 0.0075748
QDem | 4 | 23 | 0.0073926
QDem | 4 | 24 | 0.0067072
QDem | 5 | 1 | 0.00231
QDem | 5 | 2 | 0.0023167
QDem | 5 | 3 | 0.0022028
QDem | 5 | 4 | 0.002372
QDem | 5 | 5 | 0.0021345
QDem | 5 | 6 | 0.0021605
QDem | 5 | 7 | 0.0022484
QDem | 5 | 8 | 0.0024273
QDem | 5 | 9 | 0.0026909
QDem | 5 | 10 | 0.0028666
QDem | 5 | 11 | 0.003
QDem | 5 | 12 | 0.0029707
QDem | 5 | 13 | 0.0029349
QDem | 5 | 14 | 0.0029154
QDem | 5 | 15 | 0.0029707
QDem | 5 | 16 | 0.0028406
QDem | 5 | 17 | 0.0028341
QDem | 5 | 18 | 0.0028568
QDem | 5 | 19 | 0.0028178
QDem | 5 | 20 | 0.002795
QDem | 5 | 21 | 0.0027852
QDem | 5 | 22 | 0.0028406
QDem | 5 | 23 | 0.0027722
QDem | 5 | 24 | 0.0025152
QDem | 6 | 1 | 0.00154
QDem | 6 | 2 | 0.0015445
QDem | 6 | 3 | 0.0014685
QDem | 6 | 4 | 0.0015813
QDem | 6 | 5 | 0.001423
QDem | 6 | 6 | 0.0014403
QDem | 6 | 7 | 0.0014989
QDem | 6 | 8 | 0.0016182
QDem | 6 | 9 | 0.0017939
QDem | 6 | 10 | 0.0019111
QDem | 6 | 11 | 0.002
QDem | 6 | 12 | 0.0019805
QDem | 6 | 13 | 0.0019566
QDem | 6 | 14 | 0.0019436
QDem | 6 | 15 | 0.0019805
QDem | 6 | 16 | 0.0018937
QDem | 6 | 17 | 0.0018894
QDem | 6 | 18 | 0.0019046
QDem | 6 | 19 | 0.0018785
QDem | 6 | 20 | 0.0018633
QDem | 6 | 21 | 0.0018568
QDem | 6 | 22 | 0.0018937
QDem | 6 | 23 | 0.0018482
QDem | 6 | 24 | 0.0016768
QDem | 7 | 1 | 0.0077
QDem | 7 | 2 | 0.0077223
QDem | 7 | 3 | 0.0073427
QDem | 7 | 4 | 0.0079067
QDem | 7 | 5 | 0.007115
QDem | 7 | 6 | 0.0072017
QDem | 7 | 7 | 0.0074946
QDem | 7 | 8 | 0.0080911
QDem | 7 | 9 | 0.0089696
QDem | 7 | 10 | 0.0095553
QDem | 7 | 11 | 0.01
QDem | 7 | 12 | 0.0099024
QDem | 7 | 13 | 0.0097831
QDem | 7 | 14 | 0.009718
QDem | 7 | 15 | 0.0099024
QDem | 7 | 16 | 0.0094685
QDem | 7 | 17 | 0.0094469
QDem | 7 | 18 | 0.0095228
QDem | 7 | 19 | 0.0093926
QDem | 7 | 20 | 0.0093167
QDem | 7 | 21 | 0.0092842
QDem | 7 | 22 | 0.0094685
QDem | 7 | 23 | 0.0092408
QDem | 7 | 24 | 0.0083839
QDem | 8 | 1 | 0.0077
QDem | 8 | 2 | 0.0077223
QDem | 8 | 3 | 0.0073427
QDem | 8 | 4 | 0.0079067
QDem | 8 | 5 | 0.007115
QDem | 8 | 6 | 0.0072017
QDem | 8 | 7 | 0.0074946
QDem | 8 | 8 | 0.0080911
QDem | 8 | 9 | 0.0089696
QDem | 8 | 10 | 0.0095553
QDem | 8 | 11 | 0.01
QDem | 8 | 12 | 0.0099024
QDem | 8 | 13 | 0.0097831
QDem | 8 | 14 | 0.009718
QDem | 8 | 15 | 0.0099024
QDem | 8 | 16 | 0.0094685
QDem | 8 | 17 | 0.0094469
QDem | 8 | 18 | 0.0095228
QDem | 8 | 19 | 0.0093926
QDem | 8 | 20 | 0.0093167
QDem | 8 | 21 | 0.0092842
QDem | 8 | 22 | 0.0094685
QDem | 8 | 23 | 0.0092408
QDem | 8 | 24 | 0.0083839
QDem | 9 | 1 | 0.00154
QDem | 9 | 2 | 0.0015445
QDem | 9 | 3 | 0.0014685
QDem | 9 | 4 | 0.0015813
QDem | 9 | 5 | 0.001423
QDem | 9 | 6 | 0.0014403
QDem | 9 | 7 | 0.0014989
QDem | 9 | 8 | 0.0016182
QDem | 9 | 9 | 0.0017939
QDem | 9 | 10 | 0.0019111
QDem | 9 | 11 | 0.002
QDem | 9 | 12 | 0.0019805
QDem | 9 | 13 | 0.0019566
QDem | 9 | 14 | 0.0019436
QDem | 9 | 15 | 0.0019805
QDem | 9 | 16 | 0.0018937
QDem | 9 | 17 | 0.0018894
QDem | 9 | 18 | 0.0019046
QDem | 9 | 19 | 0.0018785
QDem | 9 | 20 | 0.0018633
QDem | 9 | 21 | 0.0018568
QDem | 9 | 22 | 0.0018937
QDem | 9 | 23 | 0.0018482
QDem | 9 | 24 | 0.0016768
QDem | 10 | 1 | 0.00154
QDem | 10 | 2 | 0.0015445
QDem | 10 | 3 | 0.0014685
QDem | 10 | 4 | 0.0015813
QDem | 10 | 5 | 0.001423
QDem | 10 | 6 | 0.0014403
QDem | 10 | 7 | 0.0014989
QDem | 10 | 8 | 0.0016182
QDem | 10 | 9 | 0.0017939
QDem | 10 | 10 | 0.0019111
QDem | 10 | 11 | 0.002
QDem | 10 | 12 | 0.0019805
QDem | 10 | 13 | 0.0019566
QDem | 10 | 14 | 0.0019436
QDem | 10 | 15 | 0.0019805
QDem | 10 | 16 | 0.0018937
QDem | 10 | 17 | 0.0018894
QDem | 10 | 18 | 0.0019046
QDem | 10 | 19 | 0.0018785
QDem | 10 | 20 | 0.0018633
QDem | 10 | 21 | 0.0018568
QDem | 10 | 22 | 0.0018937
QDem | 10 | 23 | 0.0018482
QDem | 10 | 24 | 0.0016768
QDem | 11 | 1 | 0.00231
QDem | 11 | 2 | 0.0023167
QDem | 11 | 3 | 0.0022028
QDem | 11 | 4 | 0.002372
QDem | 11 | 5 | 0.0021345
QDem | 11 | 6 | 0.0021605
QDem | 11 | 7 | 0.0022484
QDem | 11 | 8 | 0.0024273
QDem | 11 | 9 | 0.0026909
QDem | 11 | 10 | 0.0028666
QDem | 11 | 11 | 0.003
QDem | 11 | 12 | 0.0029707
QDem | 11 | 13 | 0.0029349
QDem | 11 | 14 | 0.0029154
QDem | 11 | 15 | 0.0029707
QDem | 11 | 16 | 0.0028406
QDem | 11 | 17 | 0.0028341
QDem | 11 | 18 | 0.0028568
QDem | 11 | 19 | 0.0028178
QDem | 11 | 20 | 0.002795
QDem | 11 | 21 | 0.0027852
QDem | 11 | 22 | 0.0028406
QDem | 11 | 23 | 0.0027722
QDem | 11 | 24 | 0.0025152
QDem | 12 | 1 | 0.002695
QDem | 12 | 2 | 0.0027028
QDem | 12 | 3 | 0.00257
QDem | 12 | 4 | 0.0027674
QDem | 12 | 5 | 0.0024902
QDem | 12 | 6 | 0.0025206
QDem | 12 | 7 | 0.0026231
QDem | 12 | 8 | 0.0028319
QDem | 12 | 9 | 0.0031394
QDem | 12 | 10 | 0.0033444
QDem | 12 | 11 | 0.0035
QDem | 12 | 12 | 0.0034658
QDem | 12 | 13 | 0.0034241
QDem | 12 | 14 | 0.0034013
QDem | 12 | 15 | 0.0034658
QDem | 12 | 16 | 0.003314
QDem | 12 | 17 | 0.0033064
QDem | 12 | 18 | 0.003333
QDem | 12 | 19 | 0.0032874
QDem | 12 | 20 | 0.0032608
QDem | 12 | 21 | 0.0032495
QDem | 12 | 22 | 0.003314
QDem | 12 | 23 | 0.0032343
QDem | 12 | 24 | 0.0029344
QDem | 13 | 1 | 0.002695
QDem | 13 | 2 | 0.0027028
QDem | 13 | 3 | 0.00257
QDem | 13 | 4 | 0.0027674
QDem | 13 | 5 | 0.0024902
QDem | 13 | 6 | 0.0025206
QDem | 13 | 7 | 0.0026231
QDem | 13 | 8 | 0.0028319
QDem | 13 | 9 | 0.0031394
QDem | 13 | 10 | 0.0033444
QDem | 13 | 11 | 0.0035
QDem | 13 | 12 | 0.0034658
QDem | 13 | 13 | 0.0034241
QDem | 13 | 14 | 0.0034013
QDem | 13 | 15 | 0.0034658
QDem | 13 | 16 | 0.003314
QDem | 13 | 17 | 0.0033064
QDem | 13 | 18 | 0.003333
QDem | 13 | 19 | 0.0032874
QDem | 13 | 20 | 0.0032608
QDem | 13 | 21 | 0.0032495
QDem | 13 | 22 | 0.003314
QDem | 13 | 23 | 0.0032343
QDem | 13 | 24 | 0.0029344
QDem | 14 | 1 | 0.00616
QDem | 14 | 2 | 0.0061779
QDem | 14 | 3 | 0.0058742
QDem | 14 | 4 | 0.0063254
QDem | 14 | 5 | 0.005692
QDem | 14 | 6 | 0.0057614
QDem | 14 | 7 | 0.0059957
QDem | 14 | 8 | 0.0064729
QDem | 14 | 9 | 0.0071757
QDem | 14 | 10 | 0.0076443
QDem | 14 | 11 | 0.008
QDem | 14 | 12 | 0.0079219
QDem | 14 | 13 | 0.0078265
QDem | 14 | 14 | 0.0077744
QDem | 14 | 15 | 0.0079219
QDem | 14 | 16 | 0.0075748
QDem | 14 | 17 | 0.0075575
QDem | 14 | 18 | 0.0076182
QDem | 14 | 19 | 0.0075141
QDem | 14 | 20 | 0.0074534
QDem | 14 | 21 | 0.0074273
QDem | 14 | 22 | 0.0075748
QDem | 14 | 23 | 0.0073926
QDem | 14 | 24 | 0.0067072
QDem | 15 | 1 | 0.00077
QDem | 15 | 2 | 0.00077223
QDem | 15 | 3 | 0.00073427
QDem | 15 | 4 | 0.00079067
QDem | 15 | 5 | 0.0007115
QDem | 15 | 6 | 0.00072017
QDem | 15 | 7 | 0.00074946
QDem | 15 | 8 | 0.00080911
QDem | 15 | 9 | 0.00089696
QDem | 15 | 10 | 0.00095553
QDem | 15 | 11 | 0.001
QDem | 15 | 12 | 0.00099024
QDem | 15 | 13 | 0.00097831
QDem | 15 | 14 | 0.0009718
QDem | 15 | 15 | 0.00099024
QDem | 15 | 16 | 0.00094685
QDem | 15 | 17 | 0.00094469
QDem | 15 | 18 | 0.00095228
QDem | 15 | 19 | 0.00093926
QDem | 15 | 20 | 0.00093167
QDem | 15 | 21 | 0.00092842
QDem | 15 | 22 | 0.00094685
QDem | 15 | 23 | 0.00092408
QDem | 15 | 24 | 0.00083839
QDem | 16 | 1 | 0.00154
QDem | 16 | 2 | 0.0015445
QDem | 16 | 3 | 0.0014685
QDem | 16 | 4 | 0.0015813
QDem | 16 | 5 | 0.001423
QDem | 16 | 6 | 0.0014403
QDem | 16 | 7 | 0.0014989
QDem | 16 | 8 | 0.0016182
QDem | 16 | 9 | 0.0017939
QDem | 16 | 10 | 0.0019111
QDem | 16 | 11 | 0.002
QDem | 16 | 12 | 0.0019805
QDem | 16 | 13 | 0.0019566
QDem | 16 | 14 | 0.0019436
QDem | 16 | 15 | 0.0019805
QDem | 16 | 16 | 0.0018937
QDem | 16 | 17 | 0.0018894
QDem | 16 | 18 | 0.0019046
QDem | 16 | 19 | 0.0018785
QDem | 16 | 20 | 0.0018633
QDem | 16 | 21 | 0.0018568
QDem | 16 | 22 | 0.0018937
QDem | 16 | 23 | 0.0018482
QDem | 16 | 24 | 0.0016768
QDem | 17 | 1 | 0.00154
QDem | 17 | 2 | 0.0015445
QDem | 17 | 3 | 0.0014685
QDem | 17 | 4 | 0.0015813
QDem | 17 | 5 | 0.001423
QDem | 17 | 6 | 0.0014403
QDem | 17 | 7 | 0.0014989
QDem | 17 | 8 | 0.0016182
QDem | 17 | 9 | 0.0017939
QDem | 17 | 10 | 0.0019111
QDem | 17 | 11 | 0.002
QDem | 17 | 12 | 0.0019805
QDem | 17 | 13 | 0.0019566
QDem | 17 | 14 | 0.0019436
QDem | 17 | 15 | 0.0019805
QDem | 17 | 16 | 0.0018937
QDem | 17 | 17 | 0.0018894
QDem | 17 | 18 | 0.0019046
QDem | 17 | 19 | 0.0018785
QDem | 17 | 20 | 0.0018633
QDem | 17 | 21 | 0.0018568
QDem | 17 | 22 | 0.0018937
QDem | 17 | 23 | 0.0018482
QDem | 17 | 24 | 0.0016768
QDem | 18 | 1 | 0.00308
QDem | 18 | 2 | 0.0030889
QDem | 18 | 3 | 0.0029371
QDem | 18 | 4 | 0.0031627
QDem | 18 | 5 | 0.002846
QDem | 18 | 6 | 0.0028807
QDem | 18 | 7 | 0.0029978
QDem | 18 | 8 | 0.0032364
QDem | 18 | 9 | 0.0035879
QDem | 18 | 10 | 0.0038221
QDem | 18 | 11 | 0.004
QDem | 18 | 12 | 0.003961
QDem | 18 | 13 | 0.0039132
QDem | 18 | 14 | 0.0038872
QDem | 18 | 15 | 0.003961
QDem | 18 | 16 | 0.0037874
QDem | 18 | 17 | 0.0037787
QDem | 18 | 18 | 0.0038091
QDem | 18 | 19 | 0.003757
QDem | 18 | 20 | 0.0037267
QDem | 18 | 21 | 0.0037137
QDem | 18 | 22 | 0.0037874
QDem | 18 | 23 | 0.0036963
QDem | 18 | 24 | 0.0033536
QDem | 19 | 1 | 0.00308
QDem | 19 | 2 | 0.0030889
QDem | 19 | 3 | 0.0029371
QDem | 19 | 4 | 0.0031627
QDem | 19 | 5 | 0.002846
QDem | 19 | 6 | 0.0028807
QDem | 19 | 7 | 0.0029978
QDem | 19 | 8 | 0.0032364
QDem | 19 | 9 | 0.0035879
QDem | 19 | 10 | 0.0038221
QDem | 19 | 11 | 0.004
QDem | 19 | 12 | 0.003961
QDem | 19 | 13 | 0.0039132
QDem | 19 | 14 | 0.0038872
QDem | 19 | 15 | 0.003961
QDem | 19 | 16 | 0.0037874
QDem | 19 | 17 | 0.0037787
QDem | 19 | 18 | 0.0038091
QDem | 19 | 19 | 0.003757
QDem | 19 | 20 | 0.0037267
QDem | 19 | 21 | 0.0037137
QDem | 19 | 22 | 0.0037874
QDem | 19 | 23 | 0.0036963
QDem | 19 | 24 | 0.0033536
QDem | 20 | 1 | 0.00308
QDem | 20 | 2 | 0.0030889
QDem | 20 | 3 | 0.0029371
QDem | 20 | 4 | 0.0031627
QDem | 20 | 5 | 0.002846
QDem | 20 | 6 | 0.0028807
QDem | 20 | 7 | 0.0029978
QDem | 20 | 8 | 0.0032364
QDem | 20 | 9 | 0.0035879
QDem | 20 | 10 | 0.0038221
QDem | 20 | 11 | 0.004
QDem | 20 | 12 | 0.003961
QDem | 20 | 13 | 0.0039132
QDem | 20 | 14 | 0.0038872
QDem | 20 | 15 | 0.003961
QDem | 20 | 16 | 0.0037874
QDem | 20 | 17 | 0.0037787
QDem | 20 | 18 | 0.0038091
QDem | 20 | 19 | 0.003757
QDem | 20 | 20 | 0.0037267
QDem | 20 | 21 | 0.0037137
QDem | 20 | 22 | 0.0037874
QDem | 20 | 23 | 0.0036963
QDem | 20 | 24 | 0.0033536
QDem | 21 | 1 | 0.00308
QDem | 21 | 2 | 0.0030889
QDem | 21 | 3 | 0.0029371
QDem | 21 | 4 | 0.0031627
QDem | 21 | 5 | 0.002846
QDem | 21 | 6 | 0.0028807
QDem | 21 | 7 | 0.0029978
QDem | 21 | 8 | 0.0032364
QDem | 21 | 9 | 0.0035879
QDem | 21 | 10 | 0.0038221
QDem | 21 | 11 | 0.004
QDem | 21 | 12 | 0.003961
QDem | 21 | 13 | 0.0039132
QDem | 21 | 14 | 0.0038872
QDem | 21 | 15 | 0.003961
QDem | 21 | 16 | 0.0037874
QDem | 21 | 17 | 0.0037787
QDem | 21 | 18 | 0.0038091
QDem | 21 | 19 | 0.003757
QDem | 21 | 20 | 0.0037267
QDem | 21 | 21 | 0.0037137
QDem | 21 | 22 | 0.0037874
QDem | 21 | 23 | 0.0036963
QDem | 21 | 24 | 0.0033536
QDem | 22 | 1 | 0.00308
QDem | 22 | 2 | 0.0030889
QDem | 22 | 3 | 0.0029371
QDem | 22 | 4 | 0.0031627
QDem | 22 | 5 | 0.002846
QDem | 22 | 6 | 0.0028807
QDem | 22 | 7 | 0.0029978
QDem | 22 | 8 | 0.0032364
QDem | 22 | 9 | 0.0035879
QDem | 22 | 10 | 0.0038221
QDem | 22 | 11 | 0.004
QDem | 22 | 12 | 0.003961
QDem | 22 | 13 | 0.0039132
QDem | 22 | 14 | 0.0038872
QDem | 22 | 15 | 0.003961
QDem | 22 | 16 | 0.0037874
QDem | 22 | 17 | 0.0037787
QDem | 22 | 18 | 0.0038091
QDem | 22 | 19 | 0.003757
QDem | 22 | 20 | 0.0037267
QDem | 22 | 21 | 0.0037137
QDem | 22 | 22 | 0.0037874
QDem | 22 | 23 | 0.0036963
QDem | 22 | 24 | 0.0033536
QDem | 23 | 1 | 0.00385
QDem | 23 | 2 | 0.0038612
QDem | 23 | 3 | 0.0036714
QDem | 23 | 4 | 0.0039534
QDem | 23 | 5 | 0.0035575
QDem | 23 | 6 | 0.0036009
QDem | 23 | 7 | 0.0037473
QDem | 23 | 8 | 0.0040456
QDem | 23 | 9 | 0.0044848
QDem | 23 | 10 | 0.0047777
QDem | 23 | 11 | 0.005
QDem | 23 | 12 | 0.0049512
QDem | 23 | 13 | 0.0048915
QDem | 23 | 14 | 0.004859
QDem | 23 | 15 | 0.0049512
QDem | 23 | 16 | 0.0047343
QDem | 23 | 17 | 0.0047234
QDem | 23 | 18 | 0.0047614
QDem | 23 | 19 | 0.0046963
QDem | 23 | 20 | 0.0046584
QDem | 23 | 21 | 0.0046421
QDem | 23 | 22 | 0.0047343
QDem | 23 | 23 | 0.0046204
QDem | 23 | 24 | 0.004192
QDem | 24 | 1 | 0.0154
QDem | 24 | 2 | 0.015445
QDem | 24 | 3 | 0.014685
QDem | 24 | 4 | 0.015813
QDem | 24 | 5 | 0.01423
QDem | 24 | 6 | 0.014403
QDem | 24 | 7 | 0.014989
QDem | 24 | 8 | 0.016182
QDem | 24 | 9 | 0.017939
QDem | 24 | 10 | 0.019111
QDem | 24 | 11 | 0.02
QDem | 24 | 12 | 0.019805
QDem | 24 | 13 | 0.019566
QDem | 24 | 14 | 0.019436
QDem | 24 | 15 | 0.019805
QDem | 24 | 16 | 0.018937
QDem | 24 | 17 | 0.018894
QDem | 24 | 18 | 0.019046
QDem | 24 | 19 | 0.018785
QDem | 24 | 20 | 0.018633
QDem | 24 | 21 | 0.018568
QDem | 24 | 22 | 0.018937
QDem | 24 | 23 | 0.018482
QDem | 24 | 24 | 0.016768
QDem | 25 | 1 | 0.0154
QDem | 25 | 2 | 0.015445
QDem | 25 | 3 | 0.014685
QDem | 25 | 4 | 0.015813
QDem | 25 | 5 | 0.01423
QDem | 25 | 6 | 0.014403
QDem | 25 | 7 | 0.014989
QDem | 25 | 8 | 0.016182
QDem | 25 | 9 | 0.017939
QDem | 25 | 10 | 0.019111
QDem | 25 | 11 | 0.02
QDem | 25 | 12 | 0.019805
QDem | 25 | 13 | 0.019566
QDem | 25 | 14 | 0.019436
QDem | 25 | 15 | 0.019805
QDem | 25 | 16 | 0.018937
QDem | 25 | 17 | 0.018894
QDem | 25 | 18 | 0.019046
QDem | 25 | 19 | 0.018785
QDem | 25 | 20 | 0.018633
QDem | 25 | 21 | 0.018568
QDem | 25 | 22 | 0.018937
QDem | 25 | 23 | 0.018482
QDem | 25 | 24 | 0.016768
QDem | 26 | 1 | 0.001925
QDem | 26 | 2 | 0.0019306
QDem | 26 | 3 | 0.0018357
QDem | 26 | 4 | 0.0019767
QDem | 26 | 5 | 0.0017787
QDem | 26 | 6 | 0.0018004
QDem | 26 | 7 | 0.0018736
QDem | 26 | 8 | 0.0020228
QDem | 26 | 9 | 0.0022424
QDem | 26 | 10 | 0.0023888
QDem | 26 | 11 | 0.0025
QDem | 26 | 12 | 0.0024756
QDem | 26 | 13 | 0.0024458
QDem | 26 | 14 | 0.0024295
QDem | 26 | 15 | 0.0024756
QDem | 26 | 16 | 0.0023671
QDem | 26 | 17 | 0.0023617
QDem | 26 | 18 | 0.0023807
QDem | 26 | 19 | 0.0023482
QDem | 26 | 20 | 0.0023292
QDem | 26 | 21 | 0.002321
QDem | 26 | 22 | 0.0023671
QDem | 26 | 23 | 0.0023102
QDem | 26 | 24 | 0.002096
QDem | 27 | 1 | 0.001925
QDem | 27 | 2 | 0.0019306
QDem | 27 | 3 | 0.0018357
QDem | 27 | 4 | 0.0019767
QDem | 27 | 5 | 0.0017787
QDem | 27 | 6 | 0.0018004
QDem | 27 | 7 | 0.0018736
QDem | 27 | 8 | 0.0020228
QDem | 27 | 9 | 0.0022424
QDem | 27 | 10 | 0.0023888
QDem | 27 | 11 | 0.0025
QDem | 27 | 12 | 0.0024756
QDem | 27 | 13 | 0.0024458
QDem | 27 | 14 | 0.0024295
QDem | 27 | 15 | 0.0024756
QDem | 27 | 16 | 0.0023671
QDem | 27 | 17 | 0.0023617
QDem | 27 | 18 | 0.0023807
QDem | 27 | 19 | 0.0023482
QDem | 27 | 20 | 0.0023292
QDem | 27 | 21 | 0.002321
QDem | 27 | 22 | 0.0023671
QDem | 27 | 23 | 0.0023102
QDem | 27 | 24 | 0.002096
QDem | 28 | 1 | 0.00154
QDem | 28 | 2 | 0.0015445
QDem | 28 | 3 | 0.0014685
QDem | 28 | 4 | 0.0015813
QDem | 28 | 5 | 0.001423
QDem | 28 | 6 | 0.0014403
QDem | 28 | 7 | 0.0014989
QDem | 28 | 8 | 0.0016182
QDem | 28 | 9 | 0.0017939
QDem | 28 | 10 | 0.0019111
QDem | 28 | 11 | 0.002
QDem | 28 | 12 | 0.0019805
QDem | 28 | 13 | 0.0019566
QDem | 28 | 14 | 0.0019436
QDem | 28 | 15 | 0.0019805
QDem | 28 | 16 | 0.0018937
QDem | 28 | 17 | 0.0018894
QDem | 28 | 18 | 0.0019046
QDem | 28 | 19 | 0.0018785
QDem | 28 | 20 | 0.0018633
QDem | 28 | 21 | 0.0018568
QDem | 28 | 22 | 0.0018937
QDem | 28 | 23 | 0.0018482
QDem | 28 | 24 | 0.0016768
QDem | 29 | 1 | 0.00539
QDem | 29 | 2 | 0.0054056
QDem | 29 | 3 | 0.0051399
QDem | 29 | 4 | 0.0055347
QDem | 29 | 5 | 0.0049805
QDem | 29 | 6 | 0.0050412
QDem | 29 | 7 | 0.0052462
QDem | 29 | 8 | 0.0056638
QDem | 29 | 9 | 0.0062787
QDem | 29 | 10 | 0.0066887
QDem | 29 | 11 | 0.007
QDem | 29 | 12 | 0.0069317
QDem | 29 | 13 | 0.0068482
QDem | 29 | 14 | 0.0068026
QDem | 29 | 15 | 0.0069317
QDem | 29 | 16 | 0.006628
QDem | 29 | 17 | 0.0066128
QDem | 29 | 18 | 0.0066659
QDem | 29 | 19 | 0.0065748
QDem | 29 | 20 | 0.0065217
QDem | 29 | 21 | 0.0064989
QDem | 29 | 22 | 0.006628
QDem | 29 | 23 | 0.0064685
QDem | 29 | 24 | 0.0058688
QDem | 30 | 1 | 0.0462
QDem | 30 | 2 | 0.046334
QDem | 30 | 3 | 0.044056
QDem | 30 | 4 | 0.04744
QDem | 30 | 5 | 0.04269
QDem | 30 | 6 | 0.04321
QDem | 30 | 7 | 0.044967
QDem | 30 | 8 | 0.048547
QDem | 30 | 9 | 0.053818
QDem | 30 | 10 | 0.057332
QDem | 30 | 11 | 0.06
QDem | 30 | 12 | 0.059414
QDem | 30 | 13 | 0.058698
QDem | 30 | 14 | 0.058308
QDem | 30 | 15 | 0.059414
QDem | 30 | 16 | 0.056811
QDem | 30 | 17 | 0.056681
QDem | 30 | 18 | 0.057137
QDem | 30 | 19 | 0.056356
QDem | 30 | 20 | 0.0559
QDem | 30 | 21 | 0.055705
QDem | 30 | 22 | 0.056811
QDem | 30 | 23 | 0.055445
QDem | 30 | 24 | 0.050304
QDem | 31 | 1 | 0.00539
QDem | 31 | 2 | 0.0054056
QDem | 31 | 3 | 0.0051399
QDem | 31 | 4 | 0.0055347
QDem | 31 | 5 | 0.0049805
QDem | 31 | 6 | 0.0050412
QDem | 31 | 7 | 0.0052462
QDem | 31 | 8 | 0.0056638
QDem | 31 | 9 | 0.0062787
QDem | 31 | 10 | 0.0066887
QDem | 31 | 11 | 0.007
QDem | 31 | 12 | 0.0069317
QDem | 31 | 13 | 0.0068482
QDem | 31 | 14 | 0.0068026
QDem | 31 | 15 | 0.0069317
QDem | 31 | 16 | 0.006628
QDem | 31 | 17 | 0.0066128
QDem | 31 | 18 | 0.0066659
QDem | 31 | 19 | 0.0065748
QDem | 31 | 20 | 0.0065217
QDem | 31 | 21 | 0.0064989
QDem | 31 | 22 | 0.006628
QDem | 31 | 23 | 0.0064685
QDem | 31 | 24 | 0.0058688
QDem | 32 | 1 | 0.0077
QDem | 32 | 2 | 0.0077223
QDem | 32 | 3 | 0.0073427
QDem | 32 | 4 | 0.0079067
QDem | 32 | 5 | 0.007115
QDem | 32 | 6 | 0.0072017
QDem | 32 | 7 | 0.0074946
QDem | 32 | 8 | 0.0080911
QDem | 32 | 9 | 0.0089696
QDem | 32 | 10 | 0.0095553
QDem | 32 | 11 | 0.01
QDem | 32 | 12 | 0.0099024
QDem | 32 | 13 | 0.0097831
QDem | 32 | 14 | 0.009718
QDem | 32 | 15 | 0.0099024
QDem | 32 | 16 | 0.0094685
QDem | 32 | 17 | 0.0094469
QDem | 32 | 18 | 0.0095228
QDem | 32 | 19 | 0.0093926
QDem | 32 | 20 | 0.0093167
QDem | 32 | 21 | 0.0092842
QDem | 32 | 22 | 0.0094685
QDem | 32 | 23 | 0.0092408
QDem | 32 | 24 | 0.0083839
QDem | 33 | 1 | 0.00308
QDem | 33 | 2 | 0.0030889
QDem | 33 | 3 | 0.0029371
QDem | 33 | 4 | 0.0031627
QDem | 33 | 5 | 0.002846
QDem | 33 | 6 | 0.0028807
QDem | 33 | 7 | 0.0029978
QDem | 33 | 8 | 0.0032364
QDem | 33 | 9 | 0.0035879
QDem | 33 | 10 | 0.0038221
QDem | 33 | 11 | 0.004
QDem | 33 | 12 | 0.003961
QDem | 33 | 13 | 0.0039132
QDem | 33 | 14 | 0.0038872
QDem | 33 | 15 | 0.003961
QDem | 33 | 16 | 0.0037874
QDem | 33 | 17 | 0.0037787
QDem | 33 | 18 | 0.0038091
QDem | 33 | 19 | 0.003757
QDem | 33 | 20 | 0.0037267
QDem | 33 | 21 | 0.0037137
QDem | 33 | 22 | 0.0037874
QDem | 33 | 23 | 0.0036963
QDem | 33 | 24 | 0.0033536

## PDg
Variable_name | Index: Gens | Index: Buses | Index: Times | Value
PDg | 1 | 1 | 1 | 0
PDg | 1 | 1 | 2 | 0
PDg | 1 | 1 | 3 | 0
PDg | 1 | 1 | 4 | 0
PDg | 1 | 1 | 5 | 0
PDg | 1 | 1 | 6 | 0
PDg | 1 | 1 | 7 | 0
PDg | 1 | 1 | 8 | 0
PDg | 1 | 1 | 9 | 0
PDg | 1 | 1 | 10 | 0
PDg | 1 | 1 | 11 | 0
PDg | 1 | 1 | 12 | 0
PDg | 1 | 1 | 13 | 0
PDg | 1 | 1 | 14 | 0
PDg | 1 | 1 | 15 | 0
PDg | 1 | 1 | 16 | 0
PDg | 1 | 1 | 17 | 0
PDg | 1 | 1 | 18 | 0
PDg | 1 | 1 | 19 | 0
PDg | 1 | 1 | 20 | 0
PDg | 1 | 1 | 21 | 0
PDg | 1 | 1 | 22 | 0
PDg | 1 | 1 | 23 | 0
PDg | 1 | 1 | 24 | 0
PDg | 1 | 2 | 1 | 0
PDg | 1 | 2 | 2 | 0
PDg | 1 | 2 | 3 | 0
PDg | 1 | 2 | 4 | 0
PDg | 1 | 2 | 5 | 0
PDg | 1 | 2 | 6 | 0
PDg | 1 | 2 | 7 | 0
PDg | 1 | 2 | 8 | 0
PDg | 1 | 2 | 9 | 0
PDg | 1 | 2 | 10 | 0
PDg | 1 | 2 | 11 | 0
PDg | 1 | 2 | 12 | 0
PDg | 1 | 2 | 13 | 0
PDg | 1 | 2 | 14 | 0
PDg | 1 | 2 | 15 | 0
PDg | 1 | 2 | 16 | 0
PDg | 1 | 2 | 17 | 0
PDg | 1 | 2 | 18 | 0
PDg | 1 | 2 | 19 | 0
PDg | 1 | 2 | 20 | 0
PDg | 1 | 2 | 21 | 0
PDg | 1 | 2 | 22 | 0
PDg | 1 | 2 | 23 | 0
PDg | 1 | 2 | 24 | 0
PDg | 1 | 3 | 1 | 0
PDg | 1 | 3 | 2 | 0
PDg | 1 | 3 | 3 | 0
PDg | 1 | 3 | 4 | 0
PDg | 1 | 3 | 5 | 0
PDg | 1 | 3 | 6 | 0
PDg | 1 | 3 | 7 | 0
PDg | 1 | 3 | 8 | 0
PDg | 1 | 3 | 9 | 0
PDg | 1 | 3 | 10 | 0
PDg | 1 | 3 | 11 | 0
PDg | 1 | 3 | 12 | 0
PDg | 1 | 3 | 13 | 0
PDg | 1 | 3 | 14 | 0
PDg | 1 | 3 | 15 | 0
PDg | 1 | 3 | 16 | 0
PDg | 1 | 3 | 17 | 0
PDg | 1 | 3 | 18 | 0
PDg | 1 | 3 | 19 | 0
PDg | 1 | 3 | 20 | 0
PDg | 1 | 3 | 21 | 0
PDg | 1 | 3 | 22 | 0
PDg | 1 | 3 | 23 | 0
PDg | 1 | 3 | 24 | 0
PDg | 1 | 4 | 1 | 0
PDg | 1 | 4 | 2 | 0
PDg | 1 | 4 | 3 | 0
PDg | 1 | 4 | 4 | 0
PDg | 1 | 4 | 5 | 0
PDg | 1 | 4 | 6 | 0
PDg | 1 | 4 | 7 | 0
PDg | 1 | 4 | 8 | 0
PDg | 1 | 4 | 9 | 0
PDg | 1 | 4 | 10 | 0
PDg | 1 | 4 | 11 | 0
PDg | 1 | 4 | 12 | 0
PDg | 1 | 4 | 13 | 0
PDg | 1 | 4 | 14 | 0
PDg | 1 | 4 | 15 | 0
PDg | 1 | 4 | 16 | 0
PDg | 1 | 4 | 17 | 0
PDg | 1 | 4 | 18 | 0
PDg | 1 | 4 | 19 | 0
PDg | 1 | 4 | 20 | 0
PDg | 1 | 4 | 21 | 0
PDg | 1 | 4 | 22 | 0
PDg | 1 | 4 | 23 | 0
PDg | 1 | 4 | 24 | 0
PDg | 1 | 5 | 1 | 0
PDg | 1 | 5 | 2 | 0
PDg | 1 | 5 | 3 | 0
PDg | 1 | 5 | 4 | 0
PDg | 1 | 5 | 5 | 0
PDg | 1 | 5 | 6 | 0
PDg | 1 | 5 | 7 | 0
PDg | 1 | 5 | 8 | 0
PDg | 1 | 5 | 9 | 0
PDg | 1 | 5 | 10 | 0
PDg | 1 | 5 | 11 | 0
PDg | 1 | 5 | 12 | 0
PDg | 1 | 5 | 13 | 0
PDg | 1 | 5 | 14 | 0
PDg | 1 | 5 | 15 | 0
PDg | 1 | 5 | 16 | 0
PDg | 1 | 5 | 17 | 0
PDg | 1 | 5 | 18 | 0
PDg | 1 | 5 | 19 | 0
PDg | 1 | 5 | 20 | 0
PDg | 1 | 5 | 21 | 0
PDg | 1 | 5 | 22 | 0
PDg | 1 | 5 | 23 | 0
PDg | 1 | 5 | 24 | 0
PDg | 1 | 6 | 1 | 0
PDg | 1 | 6 | 2 | 0
PDg | 1 | 6 | 3 | 0
PDg | 1 | 6 | 4 | 0
PDg | 1 | 6 | 5 | 0
PDg | 1 | 6 | 6 | 0
PDg | 1 | 6 | 7 | 0
PDg | 1 | 6 | 8 | 0
PDg | 1 | 6 | 9 | 0
PDg | 1 | 6 | 10 | 0
PDg | 1 | 6 | 11 | 0
PDg | 1 | 6 | 12 | 0
PDg | 1 | 6 | 13 | 0
PDg | 1 | 6 | 14 | 0
PDg | 1 | 6 | 15 | 0
PDg | 1 | 6 | 16 | 0
PDg | 1 | 6 | 17 | 0
PDg | 1 | 6 | 18 | 0
PDg | 1 | 6 | 19 | 0
PDg | 1 | 6 | 20 | 0
PDg | 1 | 6 | 21 | 0
PDg | 1 | 6 | 22 | 0
PDg | 1 | 6 | 23 | 0
PDg | 1 | 6 | 24 | 0
PDg | 1 | 7 | 1 | 0
PDg | 1 | 7 | 2 | 0
PDg | 1 | 7 | 3 | 0
PDg | 1 | 7 | 4 | 0
PDg | 1 | 7 | 5 | 0
PDg | 1 | 7 | 6 | 0
PDg | 1 | 7 | 7 | 0
PDg | 1 | 7 | 8 | 0
PDg | 1 | 7 | 9 | 0
PDg | 1 | 7 | 10 | 0
PDg | 1 | 7 | 11 | 0
PDg | 1 | 7 | 12 | 0
PDg | 1 | 7 | 13 | 0
PDg | 1 | 7 | 14 | 0
PDg | 1 | 7 | 15 | 0
PDg | 1 | 7 | 16 | 0
PDg | 1 | 7 | 17 | 0
PDg | 1 | 7 | 18 | 0
PDg | 1 | 7 | 19 | 0
PDg | 1 | 7 | 20 | 0
PDg | 1 | 7 | 21 | 0
PDg | 1 | 7 | 22 | 0
PDg | 1 | 7 | 23 | 0
PDg | 1 | 7 | 24 | 0
PDg | 1 | 8 | 1 | 0
PDg | 1 | 8 | 2 | 0
PDg | 1 | 8 | 3 | 0
PDg | 1 | 8 | 4 | 0
PDg | 1 | 8 | 5 | 0
PDg | 1 | 8 | 6 | 0
PDg | 1 | 8 | 7 | 0
PDg | 1 | 8 | 8 | 0
PDg | 1 | 8 | 9 | 0
PDg | 1 | 8 | 10 | 0
PDg | 1 | 8 | 11 | 0
PDg | 1 | 8 | 12 | 0
PDg | 1 | 8 | 13 | 0
PDg | 1 | 8 | 14 | 0
PDg | 1 | 8 | 15 | 0
PDg | 1 | 8 | 16 | 0
PDg | 1 | 8 | 17 | 0
PDg | 1 | 8 | 18 | 0
PDg | 1 | 8 | 19 | 0
PDg | 1 | 8 | 20 | 0
PDg | 1 | 8 | 21 | 0
PDg | 1 | 8 | 22 | 0
PDg | 1 | 8 | 23 | 0
PDg | 1 | 8 | 24 | 0
PDg | 1 | 9 | 1 | 0
PDg | 1 | 9 | 2 | 0
PDg | 1 | 9 | 3 | 0
PDg | 1 | 9 | 4 | 0
PDg | 1 | 9 | 5 | 0
PDg | 1 | 9 | 6 | 0
PDg | 1 | 9 | 7 | 0
PDg | 1 | 9 | 8 | 0
PDg | 1 | 9 | 9 | 0
PDg | 1 | 9 | 10 | 0
PDg | 1 | 9 | 11 | 0
PDg | 1 | 9 | 12 | 0
PDg | 1 | 9 | 13 | 0
PDg | 1 | 9 | 14 | 0
PDg | 1 | 9 | 15 | 0
PDg | 1 | 9 | 16 | 0
PDg | 1 | 9 | 17 | 0
PDg | 1 | 9 | 18 | 0
PDg | 1 | 9 | 19 | 0
PDg | 1 | 9 | 20 | 0
PDg | 1 | 9 | 21 | 0
PDg | 1 | 9 | 22 | 0
PDg | 1 | 9 | 23 | 0
PDg | 1 | 9 | 24 | 0
PDg | 1 | 10 | 1 | 0
PDg | 1 | 10 | 2 | 0
PDg | 1 | 10 | 3 | 0
PDg | 1 | 10 | 4 | 0
PDg | 1 | 10 | 5 | 0
PDg | 1 | 10 | 6 | 0
PDg | 1 | 10 | 7 | 0
PDg | 1 | 10 | 8 | 0
PDg | 1 | 10 | 9 | 0
PDg | 1 | 10 | 10 | 0
PDg | 1 | 10 | 11 | 0
PDg | 1 | 10 | 12 | 0
PDg | 1 | 10 | 13 | 0
PDg | 1 | 10 | 14 | 0
PDg | 1 | 10 | 15 | 0
PDg | 1 | 10 | 16 | 0
PDg | 1 | 10 | 17 | 0
PDg | 1 | 10 | 18 | 0
PDg | 1 | 10 | 19 | 0
PDg | 1 | 10 | 20 | 0
PDg | 1 | 10 | 21 | 0
PDg | 1 | 10 | 22 | 0
PDg | 1 | 10 | 23 | 0
PDg | 1 | 10 | 24 | 0
PDg | 1 | 11 | 1 | 0
PDg | 1 | 11 | 2 | 0
PDg | 1 | 11 | 3 | 0
PDg | 1 | 11 | 4 | 0
PDg | 1 | 11 | 5 | 0
PDg | 1 | 11 | 6 | 0
PDg | 1 | 11 | 7 | 0
PDg | 1 | 11 | 8 | 0
PDg | 1 | 11 | 9 | 0
PDg | 1 | 11 | 10 | 0
PDg | 1 | 11 | 11 | 0
PDg | 1 | 11 | 12 | 0
PDg | 1 | 11 | 13 | 0
PDg | 1 | 11 | 14 | 0
PDg | 1 | 11 | 15 | 0
PDg | 1 | 11 | 16 | 0
PDg | 1 | 11 | 17 | 0
PDg | 1 | 11 | 18 | 0
PDg | 1 | 11 | 19 | 0
PDg | 1 | 11 | 20 | 0
PDg | 1 | 11 | 21 | 0
PDg | 1 | 11 | 22 | 0
PDg | 1 | 11 | 23 | 0
PDg | 1 | 11 | 24 | 0
PDg | 1 | 12 | 1 | 0
PDg | 1 | 12 | 2 | 0
PDg | 1 | 12 | 3 | 0
PDg | 1 | 12 | 4 | 0
PDg | 1 | 12 | 5 | 0
PDg | 1 | 12 | 6 | 0
PDg | 1 | 12 | 7 | 0
PDg | 1 | 12 | 8 | 0
PDg | 1 | 12 | 9 | 0
PDg | 1 | 12 | 10 | 0
PDg | 1 | 12 | 11 | 0
PDg | 1 | 12 | 12 | 0
PDg | 1 | 12 | 13 | 0
PDg | 1 | 12 | 14 | 0
PDg | 1 | 12 | 15 | 0
PDg | 1 | 12 | 16 | 0
PDg | 1 | 12 | 17 | 0
PDg | 1 | 12 | 18 | 0
PDg | 1 | 12 | 19 | 0
PDg | 1 | 12 | 20 | 0
PDg | 1 | 12 | 21 | 0
PDg | 1 | 12 | 22 | 0
PDg | 1 | 12 | 23 | 0
PDg | 1 | 12 | 24 | 0
PDg | 1 | 13 | 1 | 0
PDg | 1 | 13 | 2 | 0
PDg | 1 | 13 | 3 | 0
PDg | 1 | 13 | 4 | 0
PDg | 1 | 13 | 5 | 0
PDg | 1 | 13 | 6 | 0
PDg | 1 | 13 | 7 | 0
PDg | 1 | 13 | 8 | 0
PDg | 1 | 13 | 9 | 0
PDg | 1 | 13 | 10 | 0
PDg | 1 | 13 | 11 | 0
PDg | 1 | 13 | 12 | 0
PDg | 1 | 13 | 13 | 0
PDg | 1 | 13 | 14 | 0
PDg | 1 | 13 | 15 | 0
PDg | 1 | 13 | 16 | 0
PDg | 1 | 13 | 17 | 0
PDg | 1 | 13 | 18 | 0
PDg | 1 | 13 | 19 | 0
PDg | 1 | 13 | 20 | 0
PDg | 1 | 13 | 21 | 0
PDg | 1 | 13 | 22 | 0
PDg | 1 | 13 | 23 | 0
PDg | 1 | 13 | 24 | 0
PDg | 1 | 14 | 1 | 0
PDg | 1 | 14 | 2 | 0
PDg | 1 | 14 | 3 | 0
PDg | 1 | 14 | 4 | 0
PDg | 1 | 14 | 5 | 0
PDg | 1 | 14 | 6 | 0
PDg | 1 | 14 | 7 | 0
PDg | 1 | 14 | 8 | 0
PDg | 1 | 14 | 9 | 0
PDg | 1 | 14 | 10 | 0
PDg | 1 | 14 | 11 | 0
PDg | 1 | 14 | 12 | 0
PDg | 1 | 14 | 13 | 0
PDg | 1 | 14 | 14 | 0
PDg | 1 | 14 | 15 | 0
PDg | 1 | 14 | 16 | 0
PDg | 1 | 14 | 17 | 0
PDg | 1 | 14 | 18 | 0
PDg | 1 | 14 | 19 | 0
PDg | 1 | 14 | 20 | 0
PDg | 1 | 14 | 21 | 0
PDg | 1 | 14 | 22 | 0
PDg | 1 | 14 | 23 | 0
PDg | 1 | 14 | 24 | 0
PDg | 1 | 15 | 1 | 0
PDg | 1 | 15 | 2 | 0
PDg | 1 | 15 | 3 | 0
PDg | 1 | 15 | 4 | 0
PDg | 1 | 15 | 5 | 0
PDg | 1 | 15 | 6 | 0
PDg | 1 | 15 | 7 | 0
PDg | 1 | 15 | 8 | 0
PDg | 1 | 15 | 9 | 0
PDg | 1 | 15 | 10 | 0
PDg | 1 | 15 | 11 | 0
PDg | 1 | 15 | 12 | 0
PDg | 1 | 15 | 13 | 0
PDg | 1 | 15 | 14 | 0
PDg | 1 | 15 | 15 | 0
PDg | 1 | 15 | 16 | 0
PDg | 1 | 15 | 17 | 0
PDg | 1 | 15 | 18 | 0
PDg | 1 | 15 | 19 | 0
PDg | 1 | 15 | 20 | 0
PDg | 1 | 15 | 21 | 0
PDg | 1 | 15 | 22 | 0
PDg | 1 | 15 | 23 | 0
PDg | 1 | 15 | 24 | 0
PDg | 1 | 16 | 1 | 0
PDg | 1 | 16 | 2 | 0
PDg | 1 | 16 | 3 | 0
PDg | 1 | 16 | 4 | 0
PDg | 1 | 16 | 5 | 0
PDg | 1 | 16 | 6 | 0
PDg | 1 | 16 | 7 | 0
PDg | 1 | 16 | 8 | 0
PDg | 1 | 16 | 9 | 0
PDg | 1 | 16 | 10 | 0
PDg | 1 | 16 | 11 | 0
PDg | 1 | 16 | 12 | 0
PDg | 1 | 16 | 13 | 0
PDg | 1 | 16 | 14 | 0
PDg | 1 | 16 | 15 | 0
PDg | 1 | 16 | 16 | 0
PDg | 1 | 16 | 17 | 0
PDg | 1 | 16 | 18 | 0
PDg | 1 | 16 | 19 | 0
PDg | 1 | 16 | 20 | 0
PDg | 1 | 16 | 21 | 0
PDg | 1 | 16 | 22 | 0
PDg | 1 | 16 | 23 | 0
PDg | 1 | 16 | 24 | 0
PDg | 1 | 17 | 1 | 0
PDg | 1 | 17 | 2 | 0
PDg | 1 | 17 | 3 | 0
PDg | 1 | 17 | 4 | 0
PDg | 1 | 17 | 5 | 0
PDg | 1 | 17 | 6 | 0
PDg | 1 | 17 | 7 | 0
PDg | 1 | 17 | 8 | 0
PDg | 1 | 17 | 9 | 0
PDg | 1 | 17 | 10 | 0
PDg | 1 | 17 | 11 | 0
PDg | 1 | 17 | 12 | 0
PDg | 1 | 17 | 13 | 0
PDg | 1 | 17 | 14 | 0
PDg | 1 | 17 | 15 | 0
PDg | 1 | 17 | 16 | 0
PDg | 1 | 17 | 17 | 0
PDg | 1 | 17 | 18 | 0
PDg | 1 | 17 | 19 | 0
PDg | 1 | 17 | 20 | 0
PDg | 1 | 17 | 21 | 0
PDg | 1 | 17 | 22 | 0
PDg | 1 | 17 | 23 | 0
PDg | 1 | 17 | 24 | 0
PDg | 1 | 18 | 1 | 0
PDg | 1 | 18 | 2 | 0
PDg | 1 | 18 | 3 | 0
PDg | 1 | 18 | 4 | 0
PDg | 1 | 18 | 5 | 0
PDg | 1 | 18 | 6 | 0
PDg | 1 | 18 | 7 | 0
PDg | 1 | 18 | 8 | 0
PDg | 1 | 18 | 9 | 0
PDg | 1 | 18 | 10 | 0
PDg | 1 | 18 | 11 | 0
PDg | 1 | 18 | 12 | 0
PDg | 1 | 18 | 13 | 0
PDg | 1 | 18 | 14 | 0
PDg | 1 | 18 | 15 | 0
PDg | 1 | 18 | 16 | 0
PDg | 1 | 18 | 17 | 0
PDg | 1 | 18 | 18 | 0
PDg | 1 | 18 | 19 | 0
PDg | 1 | 18 | 20 | 0
PDg | 1 | 18 | 21 | 0
PDg | 1 | 18 | 22 | 0
PDg | 1 | 18 | 23 | 0
PDg | 1 | 18 | 24 | 0
PDg | 1 | 19 | 1 | 0
PDg | 1 | 19 | 2 | 0
PDg | 1 | 19 | 3 | 0
PDg | 1 | 19 | 4 | 0
PDg | 1 | 19 | 5 | 0
PDg | 1 | 19 | 6 | 0
PDg | 1 | 19 | 7 | 0
PDg | 1 | 19 | 8 | 0
PDg | 1 | 19 | 9 | 0
PDg | 1 | 19 | 10 | 0
PDg | 1 | 19 | 11 | 0
PDg | 1 | 19 | 12 | 0
PDg | 1 | 19 | 13 | 0
PDg | 1 | 19 | 14 | 0
PDg | 1 | 19 | 15 | 0
PDg | 1 | 19 | 16 | 0
PDg | 1 | 19 | 17 | 0
PDg | 1 | 19 | 18 | 0
PDg | 1 | 19 | 19 | 0
PDg | 1 | 19 | 20 | 0
PDg | 1 | 19 | 21 | 0
PDg | 1 | 19 | 22 | 0
PDg | 1 | 19 | 23 | 0
PDg | 1 | 19 | 24 | 0
PDg | 1 | 20 | 1 | 0
PDg | 1 | 20 | 2 | 0
PDg | 1 | 20 | 3 | 0
PDg | 1 | 20 | 4 | 0
PDg | 1 | 20 | 5 | 0
PDg | 1 | 20 | 6 | 0
PDg | 1 | 20 | 7 | 0
PDg | 1 | 20 | 8 | 0
PDg | 1 | 20 | 9 | 0
PDg | 1 | 20 | 10 | 0
PDg | 1 | 20 | 11 | 0
PDg | 1 | 20 | 12 | 0
PDg | 1 | 20 | 13 | 0
PDg | 1 | 20 | 14 | 0
PDg | 1 | 20 | 15 | 0
PDg | 1 | 20 | 16 | 0
PDg | 1 | 20 | 17 | 0
PDg | 1 | 20 | 18 | 0
PDg | 1 | 20 | 19 | 0
PDg | 1 | 20 | 20 | 0
PDg | 1 | 20 | 21 | 0
PDg | 1 | 20 | 22 | 0
PDg | 1 | 20 | 23 | 0
PDg | 1 | 20 | 24 | 0
PDg | 1 | 21 | 1 | 0
PDg | 1 | 21 | 2 | 0
PDg | 1 | 21 | 3 | 0
PDg | 1 | 21 | 4 | 0
PDg | 1 | 21 | 5 | 0
PDg | 1 | 21 | 6 | 0
PDg | 1 | 21 | 7 | 0
PDg | 1 | 21 | 8 | 0
PDg | 1 | 21 | 9 | 0
PDg | 1 | 21 | 10 | 0
PDg | 1 | 21 | 11 | 0
PDg | 1 | 21 | 12 | 0
PDg | 1 | 21 | 13 | 0
PDg | 1 | 21 | 14 | 0
PDg | 1 | 21 | 15 | 0
PDg | 1 | 21 | 16 | 0
PDg | 1 | 21 | 17 | 0
PDg | 1 | 21 | 18 | 0
PDg | 1 | 21 | 19 | 0
PDg | 1 | 21 | 20 | 0
PDg | 1 | 21 | 21 | 0
PDg | 1 | 21 | 22 | 0
PDg | 1 | 21 | 23 | 0
PDg | 1 | 21 | 24 | 0
PDg | 1 | 22 | 1 | 0
PDg | 1 | 22 | 2 | 0
PDg | 1 | 22 | 3 | 0
PDg | 1 | 22 | 4 | 0
PDg | 1 | 22 | 5 | 0
PDg | 1 | 22 | 6 | 0
PDg | 1 | 22 | 7 | 0
PDg | 1 | 22 | 8 | 0
PDg | 1 | 22 | 9 | 0
PDg | 1 | 22 | 10 | 0
PDg | 1 | 22 | 11 | 0
PDg | 1 | 22 | 12 | 0
PDg | 1 | 22 | 13 | 0
PDg | 1 | 22 | 14 | 0
PDg | 1 | 22 | 15 | 0
PDg | 1 | 22 | 16 | 0
PDg | 1 | 22 | 17 | 0
PDg | 1 | 22 | 18 | 0
PDg | 1 | 22 | 19 | 0
PDg | 1 | 22 | 20 | 0
PDg | 1 | 22 | 21 | 0
PDg | 1 | 22 | 22 | 0
PDg | 1 | 22 | 23 | 0
PDg | 1 | 22 | 24 | 0
PDg | 1 | 23 | 1 | 0
PDg | 1 | 23 | 2 | 0
PDg | 1 | 23 | 3 | 0
PDg | 1 | 23 | 4 | 0
PDg | 1 | 23 | 5 | 0
PDg | 1 | 23 | 6 | 0
PDg | 1 | 23 | 7 | 0
PDg | 1 | 23 | 8 | 0
PDg | 1 | 23 | 9 | 0
PDg | 1 | 23 | 10 | 0
PDg | 1 | 23 | 11 | 0
PDg | 1 | 23 | 12 | 0
PDg | 1 | 23 | 13 | 0
PDg | 1 | 23 | 14 | 0
PDg | 1 | 23 | 15 | 0
PDg | 1 | 23 | 16 | 0
PDg | 1 | 23 | 17 | 0
PDg | 1 | 23 | 18 | 0
PDg | 1 | 23 | 19 | 0
PDg | 1 | 23 | 20 | 0
PDg | 1 | 23 | 21 | 0
PDg | 1 | 23 | 22 | 0
PDg | 1 | 23 | 23 | 0
PDg | 1 | 23 | 24 | 0
PDg | 1 | 24 | 1 | 0
PDg | 1 | 24 | 2 | 0
PDg | 1 | 24 | 3 | 0
PDg | 1 | 24 | 4 | 0
PDg | 1 | 24 | 5 | 0
PDg | 1 | 24 | 6 | 0
PDg | 1 | 24 | 7 | 0
PDg | 1 | 24 | 8 | 0
PDg | 1 | 24 | 9 | 0
PDg | 1 | 24 | 10 | 0
PDg | 1 | 24 | 11 | 0
PDg | 1 | 24 | 12 | 0
PDg | 1 | 24 | 13 | 0
PDg | 1 | 24 | 14 | 0
PDg | 1 | 24 | 15 | 0
PDg | 1 | 24 | 16 | 0
PDg | 1 | 24 | 17 | 0
PDg | 1 | 24 | 18 | 0
PDg | 1 | 24 | 19 | 0
PDg | 1 | 24 | 20 | 0
PDg | 1 | 24 | 21 | 0
PDg | 1 | 24 | 22 | 0
PDg | 1 | 24 | 23 | 0
PDg | 1 | 24 | 24 | 0
PDg | 1 | 25 | 1 | 0
PDg | 1 | 25 | 2 | 0
PDg | 1 | 25 | 3 | 0
PDg | 1 | 25 | 4 | 0
PDg | 1 | 25 | 5 | 0
PDg | 1 | 25 | 6 | 0
PDg | 1 | 25 | 7 | 0
PDg | 1 | 25 | 8 | 0
PDg | 1 | 25 | 9 | 0
PDg | 1 | 25 | 10 | 0
PDg | 1 | 25 | 11 | 0
PDg | 1 | 25 | 12 | 0
PDg | 1 | 25 | 13 | 0
PDg | 1 | 25 | 14 | 0
PDg | 1 | 25 | 15 | 0
PDg | 1 | 25 | 16 | 0
PDg | 1 | 25 | 17 | 0
PDg | 1 | 25 | 18 | 0
PDg | 1 | 25 | 19 | 0
PDg | 1 | 25 | 20 | 0
PDg | 1 | 25 | 21 | 0
PDg | 1 | 25 | 22 | 0
PDg | 1 | 25 | 23 | 0
PDg | 1 | 25 | 24 | 0
PDg | 1 | 26 | 1 | 0
PDg | 1 | 26 | 2 | 0
PDg | 1 | 26 | 3 | 0
PDg | 1 | 26 | 4 | 0
PDg | 1 | 26 | 5 | 0
PDg | 1 | 26 | 6 | 0
PDg | 1 | 26 | 7 | 0
PDg | 1 | 26 | 8 | 0
PDg | 1 | 26 | 9 | 0
PDg | 1 | 26 | 10 | 0
PDg | 1 | 26 | 11 | 0
PDg | 1 | 26 | 12 | 0
PDg | 1 | 26 | 13 | 0
PDg | 1 | 26 | 14 | 0
PDg | 1 | 26 | 15 | 0
PDg | 1 | 26 | 16 | 0
PDg | 1 | 26 | 17 | 0
PDg | 1 | 26 | 18 | 0
PDg | 1 | 26 | 19 | 0
PDg | 1 | 26 | 20 | 0
PDg | 1 | 26 | 21 | 0
PDg | 1 | 26 | 22 | 0
PDg | 1 | 26 | 23 | 0
PDg | 1 | 26 | 24 | 0
PDg | 1 | 27 | 1 | 0
PDg | 1 | 27 | 2 | 0
PDg | 1 | 27 | 3 | 0
PDg | 1 | 27 | 4 | 0
PDg | 1 | 27 | 5 | 0
PDg | 1 | 27 | 6 | 0
PDg | 1 | 27 | 7 | 0
PDg | 1 | 27 | 8 | 0
PDg | 1 | 27 | 9 | 0
PDg | 1 | 27 | 10 | 0
PDg | 1 | 27 | 11 | 0
PDg | 1 | 27 | 12 | 0
PDg | 1 | 27 | 13 | 0
PDg | 1 | 27 | 14 | 0
PDg | 1 | 27 | 15 | 0
PDg | 1 | 27 | 16 | 0
PDg | 1 | 27 | 17 | 0
PDg | 1 | 27 | 18 | 0
PDg | 1 | 27 | 19 | 0
PDg | 1 | 27 | 20 | 0
PDg | 1 | 27 | 21 | 0
PDg | 1 | 27 | 22 | 0
PDg | 1 | 27 | 23 | 0
PDg | 1 | 27 | 24 | 0
PDg | 1 | 28 | 1 | 0
PDg | 1 | 28 | 2 | 0
PDg | 1 | 28 | 3 | 0
PDg | 1 | 28 | 4 | 0
PDg | 1 | 28 | 5 | 0
PDg | 1 | 28 | 6 | 0
PDg | 1 | 28 | 7 | 0
PDg | 1 | 28 | 8 | 0
PDg | 1 | 28 | 9 | 0
PDg | 1 | 28 | 10 | 0
PDg | 1 | 28 | 11 | 0
PDg | 1 | 28 | 12 | 0
PDg | 1 | 28 | 13 | 0
PDg | 1 | 28 | 14 | 0
PDg | 1 | 28 | 15 | 0
PDg | 1 | 28 | 16 | 0
PDg | 1 | 28 | 17 | 0
PDg | 1 | 28 | 18 | 0
PDg | 1 | 28 | 19 | 0
PDg | 1 | 28 | 20 | 0
PDg | 1 | 28 | 21 | 0
PDg | 1 | 28 | 22 | 0
PDg | 1 | 28 | 23 | 0
PDg | 1 | 28 | 24 | 0
PDg | 1 | 29 | 1 | 0
PDg | 1 | 29 | 2 | 0
PDg | 1 | 29 | 3 | 0
PDg | 1 | 29 | 4 | 0
PDg | 1 | 29 | 5 | 0
PDg | 1 | 29 | 6 | 0
PDg | 1 | 29 | 7 | 0
PDg | 1 | 29 | 8 | 0
PDg | 1 | 29 | 9 | 0
PDg | 1 | 29 | 10 | 0
PDg | 1 | 29 | 11 | 0
PDg | 1 | 29 | 12 | 0
PDg | 1 | 29 | 13 | 0
PDg | 1 | 29 | 14 | 0
PDg | 1 | 29 | 15 | 0
PDg | 1 | 29 | 16 | 0
PDg | 1 | 29 | 17 | 0
PDg | 1 | 29 | 18 | 0
PDg | 1 | 29 | 19 | 0
PDg | 1 | 29 | 20 | 0
PDg | 1 | 29 | 21 | 0
PDg | 1 | 29 | 22 | 0
PDg | 1 | 29 | 23 | 0
PDg | 1 | 29 | 24 | 0
PDg | 1 | 30 | 1 | 0
PDg | 1 | 30 | 2 | 0
PDg | 1 | 30 | 3 | 0
PDg | 1 | 30 | 4 | 0
PDg | 1 | 30 | 5 | 0
PDg | 1 | 30 | 6 | 0
PDg | 1 | 30 | 7 | 0
PDg | 1 | 30 | 8 | 0
PDg | 1 | 30 | 9 | 0
PDg | 1 | 30 | 10 | 0
PDg | 1 | 30 | 11 | 0
PDg | 1 | 30 | 12 | 0
PDg | 1 | 30 | 13 | 0
PDg | 1 | 30 | 14 | 0
PDg | 1 | 30 | 15 | 0
PDg | 1 | 30 | 16 | 0
PDg | 1 | 30 | 17 | 0
PDg | 1 | 30 | 18 | 0
PDg | 1 | 30 | 19 | 0
PDg | 1 | 30 | 20 | 0
PDg | 1 | 30 | 21 | 0
PDg | 1 | 30 | 22 | 0
PDg | 1 | 30 | 23 | 0
PDg | 1 | 30 | 24 | 0
PDg | 1 | 31 | 1 | 0
PDg | 1 | 31 | 2 | 0
PDg | 1 | 31 | 3 | 0
PDg | 1 | 31 | 4 | 0
PDg | 1 | 31 | 5 | 0
PDg | 1 | 31 | 6 | 0
PDg | 1 | 31 | 7 | 0
PDg | 1 | 31 | 8 | 0
PDg | 1 | 31 | 9 | 0
PDg | 1 | 31 | 10 | 0
PDg | 1 | 31 | 11 | 0
PDg | 1 | 31 | 12 | 0
PDg | 1 | 31 | 13 | 0
PDg | 1 | 31 | 14 | 0
PDg | 1 | 31 | 15 | 0
PDg | 1 | 31 | 16 | 0
PDg | 1 | 31 | 17 | 0
PDg | 1 | 31 | 18 | 0
PDg | 1 | 31 | 19 | 0
PDg | 1 | 31 | 20 | 0
PDg | 1 | 31 | 21 | 0
PDg | 1 | 31 | 22 | 0
PDg | 1 | 31 | 23 | 0
PDg | 1 | 31 | 24 | 0
PDg | 1 | 32 | 1 | 0
PDg | 1 | 32 | 2 | 0
PDg | 1 | 32 | 3 | 0
PDg | 1 | 32 | 4 | 0
PDg | 1 | 32 | 5 | 0
PDg | 1 | 32 | 6 | 0
PDg | 1 | 32 | 7 | 0
PDg | 1 | 32 | 8 | 0
PDg | 1 | 32 | 9 | 0
PDg | 1 | 32 | 10 | 0
PDg | 1 | 32 | 11 | 0
PDg | 1 | 32 | 12 | 0
PDg | 1 | 32 | 13 | 0
PDg | 1 | 32 | 14 | 0
PDg | 1 | 32 | 15 | 0
PDg | 1 | 32 | 16 | 0
PDg | 1 | 32 | 17 | 0
PDg | 1 | 32 | 18 | 0
PDg | 1 | 32 | 19 | 0
PDg | 1 | 32 | 20 | 0
PDg | 1 | 32 | 21 | 0
PDg | 1 | 32 | 22 | 0
PDg | 1 | 32 | 23 | 0
PDg | 1 | 32 | 24 | 0
PDg | 1 | 33 | 1 | 0
PDg | 1 | 33 | 2 | 0
PDg | 1 | 33 | 3 | 0
PDg | 1 | 33 | 4 | 0
PDg | 1 | 33 | 5 | 0
PDg | 1 | 33 | 6 | 0
PDg | 1 | 33 | 7 | 0
PDg | 1 | 33 | 8 | 0
PDg | 1 | 33 | 9 | 0
PDg | 1 | 33 | 10 | 0
PDg | 1 | 33 | 11 | 0
PDg | 1 | 33 | 12 | 0
PDg | 1 | 33 | 13 | 0
PDg | 1 | 33 | 14 | 0
PDg | 1 | 33 | 15 | 0
PDg | 1 | 33 | 16 | 0
PDg | 1 | 33 | 17 | 0
PDg | 1 | 33 | 18 | 0
PDg | 1 | 33 | 19 | 0
PDg | 1 | 33 | 20 | 0
PDg | 1 | 33 | 21 | 0
PDg | 1 | 33 | 22 | 0
PDg | 1 | 33 | 23 | 0
PDg | 1 | 33 | 24 | 0
PDg | 2 | 1 | 1 | 0
PDg | 2 | 1 | 2 | 0
PDg | 2 | 1 | 3 | 0
PDg | 2 | 1 | 4 | 0
PDg | 2 | 1 | 5 | 0
PDg | 2 | 1 | 6 | 0
PDg | 2 | 1 | 7 | 0
PDg | 2 | 1 | 8 | 0
PDg | 2 | 1 | 9 | 0
PDg | 2 | 1 | 10 | 0
PDg | 2 | 1 | 11 | 0
PDg | 2 | 1 | 12 | 0
PDg | 2 | 1 | 13 | 0
PDg | 2 | 1 | 14 | 0
PDg | 2 | 1 | 15 | 0
PDg | 2 | 1 | 16 | 0
PDg | 2 | 1 | 17 | 0
PDg | 2 | 1 | 18 | 0
PDg | 2 | 1 | 19 | 0
PDg | 2 | 1 | 20 | 0
PDg | 2 | 1 | 21 | 0
PDg | 2 | 1 | 22 | 0
PDg | 2 | 1 | 23 | 0
PDg | 2 | 1 | 24 | 0
PDg | 2 | 2 | 1 | 0
PDg | 2 | 2 | 2 | 0
PDg | 2 | 2 | 3 | 0
PDg | 2 | 2 | 4 | 0
PDg | 2 | 2 | 5 | 0
PDg | 2 | 2 | 6 | 0
PDg | 2 | 2 | 7 | 0
PDg | 2 | 2 | 8 | 0
PDg | 2 | 2 | 9 | 0
PDg | 2 | 2 | 10 | 0
PDg | 2 | 2 | 11 | 0
PDg | 2 | 2 | 12 | 0
PDg | 2 | 2 | 13 | 0
PDg | 2 | 2 | 14 | 0
PDg | 2 | 2 | 15 | 0
PDg | 2 | 2 | 16 | 0
PDg | 2 | 2 | 17 | 0
PDg | 2 | 2 | 18 | 0
PDg | 2 | 2 | 19 | 0
PDg | 2 | 2 | 20 | 0
PDg | 2 | 2 | 21 | 0
PDg | 2 | 2 | 22 | 0
PDg | 2 | 2 | 23 | 0
PDg | 2 | 2 | 24 | 0
PDg | 2 | 3 | 1 | 0
PDg | 2 | 3 | 2 | 0
PDg | 2 | 3 | 3 | 0
PDg | 2 | 3 | 4 | 0
PDg | 2 | 3 | 5 | 0
PDg | 2 | 3 | 6 | 0
PDg | 2 | 3 | 7 | 0
PDg | 2 | 3 | 8 | 0
PDg | 2 | 3 | 9 | 0
PDg | 2 | 3 | 10 | 0
PDg | 2 | 3 | 11 | 0
PDg | 2 | 3 | 12 | 0
PDg | 2 | 3 | 13 | 0
PDg | 2 | 3 | 14 | 0
PDg | 2 | 3 | 15 | 0
PDg | 2 | 3 | 16 | 0
PDg | 2 | 3 | 17 | 0
PDg | 2 | 3 | 18 | 0
PDg | 2 | 3 | 19 | 0
PDg | 2 | 3 | 20 | 0
PDg | 2 | 3 | 21 | 0
PDg | 2 | 3 | 22 | 0
PDg | 2 | 3 | 23 | 0
PDg | 2 | 3 | 24 | 0
PDg | 2 | 4 | 1 | 0
PDg | 2 | 4 | 2 | 0
PDg | 2 | 4 | 3 | 0
PDg | 2 | 4 | 4 | 0
PDg | 2 | 4 | 5 | 0
PDg | 2 | 4 | 6 | 0
PDg | 2 | 4 | 7 | 0
PDg | 2 | 4 | 8 | 0
PDg | 2 | 4 | 9 | 0
PDg | 2 | 4 | 10 | 0
PDg | 2 | 4 | 11 | 0
PDg | 2 | 4 | 12 | 0
PDg | 2 | 4 | 13 | 0
PDg | 2 | 4 | 14 | 0
PDg | 2 | 4 | 15 | 0
PDg | 2 | 4 | 16 | 0
PDg | 2 | 4 | 17 | 0
PDg | 2 | 4 | 18 | 0
PDg | 2 | 4 | 19 | 0
PDg | 2 | 4 | 20 | 0
PDg | 2 | 4 | 21 | 0
PDg | 2 | 4 | 22 | 0
PDg | 2 | 4 | 23 | 0
PDg | 2 | 4 | 24 | 0
PDg | 2 | 5 | 1 | 0
PDg | 2 | 5 | 2 | 0
PDg | 2 | 5 | 3 | 0
PDg | 2 | 5 | 4 | 0
PDg | 2 | 5 | 5 | 0
PDg | 2 | 5 | 6 | 0
PDg | 2 | 5 | 7 | 0
PDg | 2 | 5 | 8 | 0
PDg | 2 | 5 | 9 | 0
PDg | 2 | 5 | 10 | 0
PDg | 2 | 5 | 11 | 0
PDg | 2 | 5 | 12 | 0
PDg | 2 | 5 | 13 | 0
PDg | 2 | 5 | 14 | 0
PDg | 2 | 5 | 15 | 0
PDg | 2 | 5 | 16 | 0
PDg | 2 | 5 | 17 | 0
PDg | 2 | 5 | 18 | 0
PDg | 2 | 5 | 19 | 0
PDg | 2 | 5 | 20 | 0
PDg | 2 | 5 | 21 | 0
PDg | 2 | 5 | 22 | 0
PDg | 2 | 5 | 23 | 0
PDg | 2 | 5 | 24 | 0
PDg | 2 | 6 | 1 | 0
PDg | 2 | 6 | 2 | 0
PDg | 2 | 6 | 3 | 0
PDg | 2 | 6 | 4 | 0
PDg | 2 | 6 | 5 | 0
PDg | 2 | 6 | 6 | 0
PDg | 2 | 6 | 7 | 0
PDg | 2 | 6 | 8 | 0
PDg | 2 | 6 | 9 | 0
PDg | 2 | 6 | 10 | 0
PDg | 2 | 6 | 11 | 0
PDg | 2 | 6 | 12 | 0
PDg | 2 | 6 | 13 | 0
PDg | 2 | 6 | 14 | 0
PDg | 2 | 6 | 15 | 0
PDg | 2 | 6 | 16 | 0
PDg | 2 | 6 | 17 | 0
PDg | 2 | 6 | 18 | 0
PDg | 2 | 6 | 19 | 0
PDg | 2 | 6 | 20 | 0
PDg | 2 | 6 | 21 | 0
PDg | 2 | 6 | 22 | 0
PDg | 2 | 6 | 23 | 0
PDg | 2 | 6 | 24 | 0
PDg | 2 | 7 | 1 | 0
PDg | 2 | 7 | 2 | 0
PDg | 2 | 7 | 3 | 0
PDg | 2 | 7 | 4 | 0
PDg | 2 | 7 | 5 | 0
PDg | 2 | 7 | 6 | 0
PDg | 2 | 7 | 7 | 0
PDg | 2 | 7 | 8 | 0
PDg | 2 | 7 | 9 | 0
PDg | 2 | 7 | 10 | 0
PDg | 2 | 7 | 11 | 0
PDg | 2 | 7 | 12 | 0
PDg | 2 | 7 | 13 | 0
PDg | 2 | 7 | 14 | 0
PDg | 2 | 7 | 15 | 0
PDg | 2 | 7 | 16 | 0
PDg | 2 | 7 | 17 | 0
PDg | 2 | 7 | 18 | 0
PDg | 2 | 7 | 19 | 0
PDg | 2 | 7 | 20 | 0
PDg | 2 | 7 | 21 | 0
PDg | 2 | 7 | 22 | 0
PDg | 2 | 7 | 23 | 0
PDg | 2 | 7 | 24 | 0
PDg | 2 | 8 | 1 | 0
PDg | 2 | 8 | 2 | 0
PDg | 2 | 8 | 3 | 0
PDg | 2 | 8 | 4 | 0
PDg | 2 | 8 | 5 | 0
PDg | 2 | 8 | 6 | 0
PDg | 2 | 8 | 7 | 0
PDg | 2 | 8 | 8 | 0
PDg | 2 | 8 | 9 | 0
PDg | 2 | 8 | 10 | 0
PDg | 2 | 8 | 11 | 0
PDg | 2 | 8 | 12 | 0
PDg | 2 | 8 | 13 | 0
PDg | 2 | 8 | 14 | 0
PDg | 2 | 8 | 15 | 0
PDg | 2 | 8 | 16 | 0
PDg | 2 | 8 | 17 | 0
PDg | 2 | 8 | 18 | 0
PDg | 2 | 8 | 19 | 0
PDg | 2 | 8 | 20 | 0
PDg | 2 | 8 | 21 | 0
PDg | 2 | 8 | 22 | 0
PDg | 2 | 8 | 23 | 0
PDg | 2 | 8 | 24 | 0
PDg | 2 | 9 | 1 | 0
PDg | 2 | 9 | 2 | 0
PDg | 2 | 9 | 3 | 0
PDg | 2 | 9 | 4 | 0
PDg | 2 | 9 | 5 | 0
PDg | 2 | 9 | 6 | 0
PDg | 2 | 9 | 7 | 0
PDg | 2 | 9 | 8 | 0
PDg | 2 | 9 | 9 | 0
PDg | 2 | 9 | 10 | 0
PDg | 2 | 9 | 11 | 0
PDg | 2 | 9 | 12 | 0
PDg | 2 | 9 | 13 | 0
PDg | 2 | 9 | 14 | 0
PDg | 2 | 9 | 15 | 0
PDg | 2 | 9 | 16 | 0
PDg | 2 | 9 | 17 | 0
PDg | 2 | 9 | 18 | 0
PDg | 2 | 9 | 19 | 0
PDg | 2 | 9 | 20 | 0
PDg | 2 | 9 | 21 | 0
PDg | 2 | 9 | 22 | 0
PDg | 2 | 9 | 23 | 0
PDg | 2 | 9 | 24 | 0
PDg | 2 | 10 | 1 | 0
PDg | 2 | 10 | 2 | 0
PDg | 2 | 10 | 3 | 0
PDg | 2 | 10 | 4 | 0
PDg | 2 | 10 | 5 | 0
PDg | 2 | 10 | 6 | 0
PDg | 2 | 10 | 7 | 0
PDg | 2 | 10 | 8 | 0
PDg | 2 | 10 | 9 | 0
PDg | 2 | 10 | 10 | 0
PDg | 2 | 10 | 11 | 0
PDg | 2 | 10 | 12 | 0
PDg | 2 | 10 | 13 | 0
PDg | 2 | 10 | 14 | 0
PDg | 2 | 10 | 15 | 0
PDg | 2 | 10 | 16 | 0
PDg | 2 | 10 | 17 | 0
PDg | 2 | 10 | 18 | 0
PDg | 2 | 10 | 19 | 0
PDg | 2 | 10 | 20 | 0
PDg | 2 | 10 | 21 | 0
PDg | 2 | 10 | 22 | 0
PDg | 2 | 10 | 23 | 0
PDg | 2 | 10 | 24 | 0
PDg | 2 | 11 | 1 | 0
PDg | 2 | 11 | 2 | 0
PDg | 2 | 11 | 3 | 0
PDg | 2 | 11 | 4 | 0
PDg | 2 | 11 | 5 | 0
PDg | 2 | 11 | 6 | 0
PDg | 2 | 11 | 7 | 0
PDg | 2 | 11 | 8 | 0
PDg | 2 | 11 | 9 | 0
PDg | 2 | 11 | 10 | 0
PDg | 2 | 11 | 11 | 0
PDg | 2 | 11 | 12 | 0
PDg | 2 | 11 | 13 | 0
PDg | 2 | 11 | 14 | 0
PDg | 2 | 11 | 15 | 0
PDg | 2 | 11 | 16 | 0
PDg | 2 | 11 | 17 | 0
PDg | 2 | 11 | 18 | 0
PDg | 2 | 11 | 19 | 0
PDg | 2 | 11 | 20 | 0
PDg | 2 | 11 | 21 | 0
PDg | 2 | 11 | 22 | 0
PDg | 2 | 11 | 23 | 0
PDg | 2 | 11 | 24 | 0
PDg | 2 | 12 | 1 | 0
PDg | 2 | 12 | 2 | 0
PDg | 2 | 12 | 3 | 0
PDg | 2 | 12 | 4 | 0
PDg | 2 | 12 | 5 | 0
PDg | 2 | 12 | 6 | 0
PDg | 2 | 12 | 7 | 0
PDg | 2 | 12 | 8 | 0
PDg | 2 | 12 | 9 | 0
PDg | 2 | 12 | 10 | 0
PDg | 2 | 12 | 11 | 0
PDg | 2 | 12 | 12 | 0
PDg | 2 | 12 | 13 | 0
PDg | 2 | 12 | 14 | 0
PDg | 2 | 12 | 15 | 0
PDg | 2 | 12 | 16 | 0
PDg | 2 | 12 | 17 | 0
PDg | 2 | 12 | 18 | 0
PDg | 2 | 12 | 19 | 0
PDg | 2 | 12 | 20 | 0
PDg | 2 | 12 | 21 | 0
PDg | 2 | 12 | 22 | 0
PDg | 2 | 12 | 23 | 0
PDg | 2 | 12 | 24 | 0
PDg | 2 | 13 | 1 | 0
PDg | 2 | 13 | 2 | 0
PDg | 2 | 13 | 3 | 0
PDg | 2 | 13 | 4 | 0
PDg | 2 | 13 | 5 | 0
PDg | 2 | 13 | 6 | 0
PDg | 2 | 13 | 7 | 0
PDg | 2 | 13 | 8 | 0
PDg | 2 | 13 | 9 | 0
PDg | 2 | 13 | 10 | 0
PDg | 2 | 13 | 11 | 0
PDg | 2 | 13 | 12 | 0
PDg | 2 | 13 | 13 | 0
PDg | 2 | 13 | 14 | 0
PDg | 2 | 13 | 15 | 0
PDg | 2 | 13 | 16 | 0
PDg | 2 | 13 | 17 | 0
PDg | 2 | 13 | 18 | 0
PDg | 2 | 13 | 19 | 0
PDg | 2 | 13 | 20 | 0
PDg | 2 | 13 | 21 | 0
PDg | 2 | 13 | 22 | 0
PDg | 2 | 13 | 23 | 0
PDg | 2 | 13 | 24 | 0
PDg | 2 | 14 | 1 | 0
PDg | 2 | 14 | 2 | 0
PDg | 2 | 14 | 3 | 0
PDg | 2 | 14 | 4 | 0
PDg | 2 | 14 | 5 | 0
PDg | 2 | 14 | 6 | 0
PDg | 2 | 14 | 7 | 0
PDg | 2 | 14 | 8 | 0
PDg | 2 | 14 | 9 | 0
PDg | 2 | 14 | 10 | 0
PDg | 2 | 14 | 11 | 0
PDg | 2 | 14 | 12 | 0
PDg | 2 | 14 | 13 | 0
PDg | 2 | 14 | 14 | 0
PDg | 2 | 14 | 15 | 0
PDg | 2 | 14 | 16 | 0
PDg | 2 | 14 | 17 | 0
PDg | 2 | 14 | 18 | 0
PDg | 2 | 14 | 19 | 0
PDg | 2 | 14 | 20 | 0
PDg | 2 | 14 | 21 | 0
PDg | 2 | 14 | 22 | 0
PDg | 2 | 14 | 23 | 0
PDg | 2 | 14 | 24 | 0
PDg | 2 | 15 | 1 | 0
PDg | 2 | 15 | 2 | 0
PDg | 2 | 15 | 3 | 0
PDg | 2 | 15 | 4 | 0
PDg | 2 | 15 | 5 | 0
PDg | 2 | 15 | 6 | 0
PDg | 2 | 15 | 7 | 0
PDg | 2 | 15 | 8 | 0
PDg | 2 | 15 | 9 | 0
PDg | 2 | 15 | 10 | 0
PDg | 2 | 15 | 11 | 0
PDg | 2 | 15 | 12 | 0
PDg | 2 | 15 | 13 | 0
PDg | 2 | 15 | 14 | 0
PDg | 2 | 15 | 15 | 0
PDg | 2 | 15 | 16 | 0
PDg | 2 | 15 | 17 | 0
PDg | 2 | 15 | 18 | 0
PDg | 2 | 15 | 19 | 0
PDg | 2 | 15 | 20 | 0
PDg | 2 | 15 | 21 | 0
PDg | 2 | 15 | 22 | 0
PDg | 2 | 15 | 23 | 0
PDg | 2 | 15 | 24 | 0
PDg | 2 | 16 | 1 | 0
PDg | 2 | 16 | 2 | 0
PDg | 2 | 16 | 3 | 0
PDg | 2 | 16 | 4 | 0
PDg | 2 | 16 | 5 | 0
PDg | 2 | 16 | 6 | 0
PDg | 2 | 16 | 7 | 0
PDg | 2 | 16 | 8 | 0
PDg | 2 | 16 | 9 | 0
PDg | 2 | 16 | 10 | 0
PDg | 2 | 16 | 11 | 0
PDg | 2 | 16 | 12 | 0
PDg | 2 | 16 | 13 | 0
PDg | 2 | 16 | 14 | 0
PDg | 2 | 16 | 15 | 0
PDg | 2 | 16 | 16 | 0
PDg | 2 | 16 | 17 | 0
PDg | 2 | 16 | 18 | 0
PDg | 2 | 16 | 19 | 0
PDg | 2 | 16 | 20 | 0
PDg | 2 | 16 | 21 | 0
PDg | 2 | 16 | 22 | 0
PDg | 2 | 16 | 23 | 0
PDg | 2 | 16 | 24 | 0
PDg | 2 | 17 | 1 | 0
PDg | 2 | 17 | 2 | 0
PDg | 2 | 17 | 3 | 0
PDg | 2 | 17 | 4 | 0
PDg | 2 | 17 | 5 | 0
PDg | 2 | 17 | 6 | 0
PDg | 2 | 17 | 7 | 0
PDg | 2 | 17 | 8 | 0
PDg | 2 | 17 | 9 | 0
PDg | 2 | 17 | 10 | 0
PDg | 2 | 17 | 11 | 0
PDg | 2 | 17 | 12 | 0
PDg | 2 | 17 | 13 | 0
PDg | 2 | 17 | 14 | 0
PDg | 2 | 17 | 15 | 0
PDg | 2 | 17 | 16 | 0
PDg | 2 | 17 | 17 | 0
PDg | 2 | 17 | 18 | 0
PDg | 2 | 17 | 19 | 0
PDg | 2 | 17 | 20 | 0
PDg | 2 | 17 | 21 | 0
PDg | 2 | 17 | 22 | 0
PDg | 2 | 17 | 23 | 0
PDg | 2 | 17 | 24 | 0
PDg | 2 | 18 | 1 | 0
PDg | 2 | 18 | 2 | 0
PDg | 2 | 18 | 3 | 0
PDg | 2 | 18 | 4 | 0
PDg | 2 | 18 | 5 | 0
PDg | 2 | 18 | 6 | 0.0058824
PDg | 2 | 18 | 7 | 0.0058824
PDg | 2 | 18 | 8 | 0.011765
PDg | 2 | 18 | 9 | 0.029412
PDg | 2 | 18 | 10 | 0.047059
PDg | 2 | 18 | 11 | 0.070588
PDg | 2 | 18 | 12 | 0.088235
PDg | 2 | 18 | 13 | 0.1
PDg | 2 | 18 | 14 | 0.088235
PDg | 2 | 18 | 15 | 0.082353
PDg | 2 | 18 | 16 | 0.058824
PDg | 2 | 18 | 17 | 0.047059
PDg | 2 | 18 | 18 | 0.029412
PDg | 2 | 18 | 19 | 0.011765
PDg | 2 | 18 | 20 | 0
PDg | 2 | 18 | 21 | 0
PDg | 2 | 18 | 22 | 0
PDg | 2 | 18 | 23 | 0
PDg | 2 | 18 | 24 | 0
PDg | 2 | 19 | 1 | 0
PDg | 2 | 19 | 2 | 0
PDg | 2 | 19 | 3 | 0
PDg | 2 | 19 | 4 | 0
PDg | 2 | 19 | 5 | 0
PDg | 2 | 19 | 6 | 0
PDg | 2 | 19 | 7 | 0
PDg | 2 | 19 | 8 | 0
PDg | 2 | 19 | 9 | 0
PDg | 2 | 19 | 10 | 0
PDg | 2 | 19 | 11 | 0
PDg | 2 | 19 | 12 | 0
PDg | 2 | 19 | 13 | 0
PDg | 2 | 19 | 14 | 0
PDg | 2 | 19 | 15 | 0
PDg | 2 | 19 | 16 | 0
PDg | 2 | 19 | 17 | 0
PDg | 2 | 19 | 18 | 0
PDg | 2 | 19 | 19 | 0
PDg | 2 | 19 | 20 | 0
PDg | 2 | 19 | 21 | 0
PDg | 2 | 19 | 22 | 0
PDg | 2 | 19 | 23 | 0
PDg | 2 | 19 | 24 | 0
PDg | 2 | 20 | 1 | 0
PDg | 2 | 20 | 2 | 0
PDg | 2 | 20 | 3 | 0
PDg | 2 | 20 | 4 | 0
PDg | 2 | 20 | 5 | 0
PDg | 2 | 20 | 6 | 0
PDg | 2 | 20 | 7 | 0
PDg | 2 | 20 | 8 | 0
PDg | 2 | 20 | 9 | 0
PDg | 2 | 20 | 10 | 0
PDg | 2 | 20 | 11 | 0
PDg | 2 | 20 | 12 | 0
PDg | 2 | 20 | 13 | 0
PDg | 2 | 20 | 14 | 0
PDg | 2 | 20 | 15 | 0
PDg | 2 | 20 | 16 | 0
PDg | 2 | 20 | 17 | 0
PDg | 2 | 20 | 18 | 0
PDg | 2 | 20 | 19 | 0
PDg | 2 | 20 | 20 | 0
PDg | 2 | 20 | 21 | 0
PDg | 2 | 20 | 22 | 0
PDg | 2 | 20 | 23 | 0
PDg | 2 | 20 | 24 | 0
PDg | 2 | 21 | 1 | 0
PDg | 2 | 21 | 2 | 0
PDg | 2 | 21 | 3 | 0
PDg | 2 | 21 | 4 | 0
PDg | 2 | 21 | 5 | 0
PDg | 2 | 21 | 6 | 0
PDg | 2 | 21 | 7 | 0
PDg | 2 | 21 | 8 | 0
PDg | 2 | 21 | 9 | 0
PDg | 2 | 21 | 10 | 0
PDg | 2 | 21 | 11 | 0
PDg | 2 | 21 | 12 | 0
PDg | 2 | 21 | 13 | 0
PDg | 2 | 21 | 14 | 0
PDg | 2 | 21 | 15 | 0
PDg | 2 | 21 | 16 | 0
PDg | 2 | 21 | 17 | 0
PDg | 2 | 21 | 18 | 0
PDg | 2 | 21 | 19 | 0
PDg | 2 | 21 | 20 | 0
PDg | 2 | 21 | 21 | 0
PDg | 2 | 21 | 22 | 0
PDg | 2 | 21 | 23 | 0
PDg | 2 | 21 | 24 | 0
PDg | 2 | 22 | 1 | 0
PDg | 2 | 22 | 2 | 0
PDg | 2 | 22 | 3 | 0
PDg | 2 | 22 | 4 | 0
PDg | 2 | 22 | 5 | 0
PDg | 2 | 22 | 6 | 0
PDg | 2 | 22 | 7 | 0
PDg | 2 | 22 | 8 | 0
PDg | 2 | 22 | 9 | 0
PDg | 2 | 22 | 10 | 0
PDg | 2 | 22 | 11 | 0
PDg | 2 | 22 | 12 | 0
PDg | 2 | 22 | 13 | 0
PDg | 2 | 22 | 14 | 0
PDg | 2 | 22 | 15 | 0
PDg | 2 | 22 | 16 | 0
PDg | 2 | 22 | 17 | 0
PDg | 2 | 22 | 18 | 0
PDg | 2 | 22 | 19 | 0
PDg | 2 | 22 | 20 | 0
PDg | 2 | 22 | 21 | 0
PDg | 2 | 22 | 22 | 0
PDg | 2 | 22 | 23 | 0
PDg | 2 | 22 | 24 | 0
PDg | 2 | 23 | 1 | 0
PDg | 2 | 23 | 2 | 0
PDg | 2 | 23 | 3 | 0
PDg | 2 | 23 | 4 | 0
PDg | 2 | 23 | 5 | 0
PDg | 2 | 23 | 6 | 0
PDg | 2 | 23 | 7 | 0
PDg | 2 | 23 | 8 | 0
PDg | 2 | 23 | 9 | 0
PDg | 2 | 23 | 10 | 0
PDg | 2 | 23 | 11 | 0
PDg | 2 | 23 | 12 | 0
PDg | 2 | 23 | 13 | 0
PDg | 2 | 23 | 14 | 0
PDg | 2 | 23 | 15 | 0
PDg | 2 | 23 | 16 | 0
PDg | 2 | 23 | 17 | 0
PDg | 2 | 23 | 18 | 0
PDg | 2 | 23 | 19 | 0
PDg | 2 | 23 | 20 | 0
PDg | 2 | 23 | 21 | 0
PDg | 2 | 23 | 22 | 0
PDg | 2 | 23 | 23 | 0
PDg | 2 | 23 | 24 | 0
PDg | 2 | 24 | 1 | 0
PDg | 2 | 24 | 2 | 0
PDg | 2 | 24 | 3 | 0
PDg | 2 | 24 | 4 | 0
PDg | 2 | 24 | 5 | 0
PDg | 2 | 24 | 6 | 0
PDg | 2 | 24 | 7 | 0
PDg | 2 | 24 | 8 | 0
PDg | 2 | 24 | 9 | 0
PDg | 2 | 24 | 10 | 0
PDg | 2 | 24 | 11 | 0
PDg | 2 | 24 | 12 | 0
PDg | 2 | 24 | 13 | 0
PDg | 2 | 24 | 14 | 0
PDg | 2 | 24 | 15 | 0
PDg | 2 | 24 | 16 | 0
PDg | 2 | 24 | 17 | 0
PDg | 2 | 24 | 18 | 0
PDg | 2 | 24 | 19 | 0
PDg | 2 | 24 | 20 | 0
PDg | 2 | 24 | 21 | 0
PDg | 2 | 24 | 22 | 0
PDg | 2 | 24 | 23 | 0
PDg | 2 | 24 | 24 | 0
PDg | 2 | 25 | 1 | 0
PDg | 2 | 25 | 2 | 0
PDg | 2 | 25 | 3 | 0
PDg | 2 | 25 | 4 | 0
PDg | 2 | 25 | 5 | 0
PDg | 2 | 25 | 6 | 0
PDg | 2 | 25 | 7 | 0
PDg | 2 | 25 | 8 | 0
PDg | 2 | 25 | 9 | 0
PDg | 2 | 25 | 10 | 0
PDg | 2 | 25 | 11 | 0
PDg | 2 | 25 | 12 | 0
PDg | 2 | 25 | 13 | 0
PDg | 2 | 25 | 14 | 0
PDg | 2 | 25 | 15 | 0
PDg | 2 | 25 | 16 | 0
PDg | 2 | 25 | 17 | 0
PDg | 2 | 25 | 18 | 0
PDg | 2 | 25 | 19 | 0
PDg | 2 | 25 | 20 | 0
PDg | 2 | 25 | 21 | 0
PDg | 2 | 25 | 22 | 0
PDg | 2 | 25 | 23 | 0
PDg | 2 | 25 | 24 | 0
PDg | 2 | 26 | 1 | 0
PDg | 2 | 26 | 2 | 0
PDg | 2 | 26 | 3 | 0
PDg | 2 | 26 | 4 | 0
PDg | 2 | 26 | 5 | 0
PDg | 2 | 26 | 6 | 0
PDg | 2 | 26 | 7 | 0
PDg | 2 | 26 | 8 | 0
PDg | 2 | 26 | 9 | 0
PDg | 2 | 26 | 10 | 0
PDg | 2 | 26 | 11 | 0
PDg | 2 | 26 | 12 | 0
PDg | 2 | 26 | 13 | 0
PDg | 2 | 26 | 14 | 0
PDg | 2 | 26 | 15 | 0
PDg | 2 | 26 | 16 | 0
PDg | 2 | 26 | 17 | 0
PDg | 2 | 26 | 18 | 0
PDg | 2 | 26 | 19 | 0
PDg | 2 | 26 | 20 | 0
PDg | 2 | 26 | 21 | 0
PDg | 2 | 26 | 22 | 0
PDg | 2 | 26 | 23 | 0
PDg | 2 | 26 | 24 | 0
PDg | 2 | 27 | 1 | 0
PDg | 2 | 27 | 2 | 0
PDg | 2 | 27 | 3 | 0
PDg | 2 | 27 | 4 | 0
PDg | 2 | 27 | 5 | 0
PDg | 2 | 27 | 6 | 0
PDg | 2 | 27 | 7 | 0
PDg | 2 | 27 | 8 | 0
PDg | 2 | 27 | 9 | 0
PDg | 2 | 27 | 10 | 0
PDg | 2 | 27 | 11 | 0
PDg | 2 | 27 | 12 | 0
PDg | 2 | 27 | 13 | 0
PDg | 2 | 27 | 14 | 0
PDg | 2 | 27 | 15 | 0
PDg | 2 | 27 | 16 | 0
PDg | 2 | 27 | 17 | 0
PDg | 2 | 27 | 18 | 0
PDg | 2 | 27 | 19 | 0
PDg | 2 | 27 | 20 | 0
PDg | 2 | 27 | 21 | 0
PDg | 2 | 27 | 22 | 0
PDg | 2 | 27 | 23 | 0
PDg | 2 | 27 | 24 | 0
PDg | 2 | 28 | 1 | 0
PDg | 2 | 28 | 2 | 0
PDg | 2 | 28 | 3 | 0
PDg | 2 | 28 | 4 | 0
PDg | 2 | 28 | 5 | 0
PDg | 2 | 28 | 6 | 0
PDg | 2 | 28 | 7 | 0
PDg | 2 | 28 | 8 | 0
PDg | 2 | 28 | 9 | 0
PDg | 2 | 28 | 10 | 0
PDg | 2 | 28 | 11 | 0
PDg | 2 | 28 | 12 | 0
PDg | 2 | 28 | 13 | 0
PDg | 2 | 28 | 14 | 0
PDg | 2 | 28 | 15 | 0
PDg | 2 | 28 | 16 | 0
PDg | 2 | 28 | 17 | 0
PDg | 2 | 28 | 18 | 0
PDg | 2 | 28 | 19 | 0
PDg | 2 | 28 | 20 | 0
PDg | 2 | 28 | 21 | 0
PDg | 2 | 28 | 22 | 0
PDg | 2 | 28 | 23 | 0
PDg | 2 | 28 | 24 | 0
PDg | 2 | 29 | 1 | 0
PDg | 2 | 29 | 2 | 0
PDg | 2 | 29 | 3 | 0
PDg | 2 | 29 | 4 | 0
PDg | 2 | 29 | 5 | 0
PDg | 2 | 29 | 6 | 0
PDg | 2 | 29 | 7 | 0
PDg | 2 | 29 | 8 | 0
PDg | 2 | 29 | 9 | 0
PDg | 2 | 29 | 10 | 0
PDg | 2 | 29 | 11 | 0
PDg | 2 | 29 | 12 | 0
PDg | 2 | 29 | 13 | 0
PDg | 2 | 29 | 14 | 0
PDg | 2 | 29 | 15 | 0
PDg | 2 | 29 | 16 | 0
PDg | 2 | 29 | 17 | 0
PDg | 2 | 29 | 18 | 0
PDg | 2 | 29 | 19 | 0
PDg | 2 | 29 | 20 | 0
PDg | 2 | 29 | 21 | 0
PDg | 2 | 29 | 22 | 0
PDg | 2 | 29 | 23 | 0
PDg | 2 | 29 | 24 | 0
PDg | 2 | 30 | 1 | 0
PDg | 2 | 30 | 2 | 0
PDg | 2 | 30 | 3 | 0
PDg | 2 | 30 | 4 | 0
PDg | 2 | 30 | 5 | 0
PDg | 2 | 30 | 6 | 0
PDg | 2 | 30 | 7 | 0
PDg | 2 | 30 | 8 | 0
PDg | 2 | 30 | 9 | 0
PDg | 2 | 30 | 10 | 0
PDg | 2 | 30 | 11 | 0
PDg | 2 | 30 | 12 | 0
PDg | 2 | 30 | 13 | 0
PDg | 2 | 30 | 14 | 0
PDg | 2 | 30 | 15 | 0
PDg | 2 | 30 | 16 | 0
PDg | 2 | 30 | 17 | 0
PDg | 2 | 30 | 18 | 0
PDg | 2 | 30 | 19 | 0
PDg | 2 | 30 | 20 | 0
PDg | 2 | 30 | 21 | 0
PDg | 2 | 30 | 22 | 0
PDg | 2 | 30 | 23 | 0
PDg | 2 | 30 | 24 | 0
PDg | 2 | 31 | 1 | 0
PDg | 2 | 31 | 2 | 0
PDg | 2 | 31 | 3 | 0
PDg | 2 | 31 | 4 | 0
PDg | 2 | 31 | 5 | 0
PDg | 2 | 31 | 6 | 0
PDg | 2 | 31 | 7 | 0
PDg | 2 | 31 | 8 | 0
PDg | 2 | 31 | 9 | 0
PDg | 2 | 31 | 10 | 0
PDg | 2 | 31 | 11 | 0
PDg | 2 | 31 | 12 | 0
PDg | 2 | 31 | 13 | 0
PDg | 2 | 31 | 14 | 0
PDg | 2 | 31 | 15 | 0
PDg | 2 | 31 | 16 | 0
PDg | 2 | 31 | 17 | 0
PDg | 2 | 31 | 18 | 0
PDg | 2 | 31 | 19 | 0
PDg | 2 | 31 | 20 | 0
PDg | 2 | 31 | 21 | 0
PDg | 2 | 31 | 22 | 0
PDg | 2 | 31 | 23 | 0
PDg | 2 | 31 | 24 | 0
PDg | 2 | 32 | 1 | 0
PDg | 2 | 32 | 2 | 0
PDg | 2 | 32 | 3 | 0
PDg | 2 | 32 | 4 | 0
PDg | 2 | 32 | 5 | 0
PDg | 2 | 32 | 6 | 0
PDg | 2 | 32 | 7 | 0
PDg | 2 | 32 | 8 | 0
PDg | 2 | 32 | 9 | 0
PDg | 2 | 32 | 10 | 0
PDg | 2 | 32 | 11 | 0
PDg | 2 | 32 | 12 | 0
PDg | 2 | 32 | 13 | 0
PDg | 2 | 32 | 14 | 0
PDg | 2 | 32 | 15 | 0
PDg | 2 | 32 | 16 | 0
PDg | 2 | 32 | 17 | 0
PDg | 2 | 32 | 18 | 0
PDg | 2 | 32 | 19 | 0
PDg | 2 | 32 | 20 | 0
PDg | 2 | 32 | 21 | 0
PDg | 2 | 32 | 22 | 0
PDg | 2 | 32 | 23 | 0
PDg | 2 | 32 | 24 | 0
PDg | 2 | 33 | 1 | 0
PDg | 2 | 33 | 2 | 0
PDg | 2 | 33 | 3 | 0
PDg | 2 | 33 | 4 | 0
PDg | 2 | 33 | 5 | 0
PDg | 2 | 33 | 6 | 0
PDg | 2 | 33 | 7 | 0
PDg | 2 | 33 | 8 | 0
PDg | 2 | 33 | 9 | 0
PDg | 2 | 33 | 10 | 0
PDg | 2 | 33 | 11 | 0
PDg | 2 | 33 | 12 | 0
PDg | 2 | 33 | 13 | 0
PDg | 2 | 33 | 14 | 0
PDg | 2 | 33 | 15 | 0
PDg | 2 | 33 | 16 | 0
PDg | 2 | 33 | 17 | 0
PDg | 2 | 33 | 18 | 0
PDg | 2 | 33 | 19 | 0
PDg | 2 | 33 | 20 | 0
PDg | 2 | 33 | 21 | 0
PDg | 2 | 33 | 22 | 0
PDg | 2 | 33 | 23 | 0
PDg | 2 | 33 | 24 | 0
PDg | 3 | 1 | 1 | 0
PDg | 3 | 1 | 2 | 0
PDg | 3 | 1 | 3 | 0
PDg | 3 | 1 | 4 | 0
PDg | 3 | 1 | 5 | 0
PDg | 3 | 1 | 6 | 0
PDg | 3 | 1 | 7 | 0
PDg | 3 | 1 | 8 | 0
PDg | 3 | 1 | 9 | 0
PDg | 3 | 1 | 10 | 0
PDg | 3 | 1 | 11 | 0
PDg | 3 | 1 | 12 | 0
PDg | 3 | 1 | 13 | 0
PDg | 3 | 1 | 14 | 0
PDg | 3 | 1 | 15 | 0
PDg | 3 | 1 | 16 | 0
PDg | 3 | 1 | 17 | 0
PDg | 3 | 1 | 18 | 0
PDg | 3 | 1 | 19 | 0
PDg | 3 | 1 | 20 | 0
PDg | 3 | 1 | 21 | 0
PDg | 3 | 1 | 22 | 0
PDg | 3 | 1 | 23 | 0
PDg | 3 | 1 | 24 | 0
PDg | 3 | 2 | 1 | 0
PDg | 3 | 2 | 2 | 0
PDg | 3 | 2 | 3 | 0
PDg | 3 | 2 | 4 | 0
PDg | 3 | 2 | 5 | 0
PDg | 3 | 2 | 6 | 0
PDg | 3 | 2 | 7 | 0
PDg | 3 | 2 | 8 | 0
PDg | 3 | 2 | 9 | 0
PDg | 3 | 2 | 10 | 0
PDg | 3 | 2 | 11 | 0
PDg | 3 | 2 | 12 | 0
PDg | 3 | 2 | 13 | 0
PDg | 3 | 2 | 14 | 0
PDg | 3 | 2 | 15 | 0
PDg | 3 | 2 | 16 | 0
PDg | 3 | 2 | 17 | 0
PDg | 3 | 2 | 18 | 0
PDg | 3 | 2 | 19 | 0
PDg | 3 | 2 | 20 | 0
PDg | 3 | 2 | 21 | 0
PDg | 3 | 2 | 22 | 0
PDg | 3 | 2 | 23 | 0
PDg | 3 | 2 | 24 | 0
PDg | 3 | 3 | 1 | 0
PDg | 3 | 3 | 2 | 0
PDg | 3 | 3 | 3 | 0
PDg | 3 | 3 | 4 | 0
PDg | 3 | 3 | 5 | 0
PDg | 3 | 3 | 6 | 0
PDg | 3 | 3 | 7 | 0
PDg | 3 | 3 | 8 | 0
PDg | 3 | 3 | 9 | 0
PDg | 3 | 3 | 10 | 0
PDg | 3 | 3 | 11 | 0
PDg | 3 | 3 | 12 | 0
PDg | 3 | 3 | 13 | 0
PDg | 3 | 3 | 14 | 0
PDg | 3 | 3 | 15 | 0
PDg | 3 | 3 | 16 | 0
PDg | 3 | 3 | 17 | 0
PDg | 3 | 3 | 18 | 0
PDg | 3 | 3 | 19 | 0
PDg | 3 | 3 | 20 | 0
PDg | 3 | 3 | 21 | 0
PDg | 3 | 3 | 22 | 0
PDg | 3 | 3 | 23 | 0
PDg | 3 | 3 | 24 | 0
PDg | 3 | 4 | 1 | 0
PDg | 3 | 4 | 2 | 0
PDg | 3 | 4 | 3 | 0
PDg | 3 | 4 | 4 | 0
PDg | 3 | 4 | 5 | 0
PDg | 3 | 4 | 6 | 0
PDg | 3 | 4 | 7 | 0
PDg | 3 | 4 | 8 | 0
PDg | 3 | 4 | 9 | 0
PDg | 3 | 4 | 10 | 0
PDg | 3 | 4 | 11 | 0
PDg | 3 | 4 | 12 | 0
PDg | 3 | 4 | 13 | 0
PDg | 3 | 4 | 14 | 0
PDg | 3 | 4 | 15 | 0
PDg | 3 | 4 | 16 | 0
PDg | 3 | 4 | 17 | 0
PDg | 3 | 4 | 18 | 0
PDg | 3 | 4 | 19 | 0
PDg | 3 | 4 | 20 | 0
PDg | 3 | 4 | 21 | 0
PDg | 3 | 4 | 22 | 0
PDg | 3 | 4 | 23 | 0
PDg | 3 | 4 | 24 | 0
PDg | 3 | 5 | 1 | 0
PDg | 3 | 5 | 2 | 0
PDg | 3 | 5 | 3 | 0
PDg | 3 | 5 | 4 | 0
PDg | 3 | 5 | 5 | 0
PDg | 3 | 5 | 6 | 0
PDg | 3 | 5 | 7 | 0
PDg | 3 | 5 | 8 | 0
PDg | 3 | 5 | 9 | 0
PDg | 3 | 5 | 10 | 0
PDg | 3 | 5 | 11 | 0
PDg | 3 | 5 | 12 | 0
PDg | 3 | 5 | 13 | 0
PDg | 3 | 5 | 14 | 0
PDg | 3 | 5 | 15 | 0
PDg | 3 | 5 | 16 | 0
PDg | 3 | 5 | 17 | 0
PDg | 3 | 5 | 18 | 0
PDg | 3 | 5 | 19 | 0
PDg | 3 | 5 | 20 | 0
PDg | 3 | 5 | 21 | 0
PDg | 3 | 5 | 22 | 0
PDg | 3 | 5 | 23 | 0
PDg | 3 | 5 | 24 | 0
PDg | 3 | 6 | 1 | 0
PDg | 3 | 6 | 2 | 0
PDg | 3 | 6 | 3 | 0
PDg | 3 | 6 | 4 | 0
PDg | 3 | 6 | 5 | 0
PDg | 3 | 6 | 6 | 0
PDg | 3 | 6 | 7 | 0
PDg | 3 | 6 | 8 | 0
PDg | 3 | 6 | 9 | 0
PDg | 3 | 6 | 10 | 0
PDg | 3 | 6 | 11 | 0
PDg | 3 | 6 | 12 | 0
PDg | 3 | 6 | 13 | 0
PDg | 3 | 6 | 14 | 0
PDg | 3 | 6 | 15 | 0
PDg | 3 | 6 | 16 | 0
PDg | 3 | 6 | 17 | 0
PDg | 3 | 6 | 18 | 0
PDg | 3 | 6 | 19 | 0
PDg | 3 | 6 | 20 | 0
PDg | 3 | 6 | 21 | 0
PDg | 3 | 6 | 22 | 0
PDg | 3 | 6 | 23 | 0
PDg | 3 | 6 | 24 | 0
PDg | 3 | 7 | 1 | 0
PDg | 3 | 7 | 2 | 0
PDg | 3 | 7 | 3 | 0
PDg | 3 | 7 | 4 | 0
PDg | 3 | 7 | 5 | 0
PDg | 3 | 7 | 6 | 0
PDg | 3 | 7 | 7 | 0
PDg | 3 | 7 | 8 | 0
PDg | 3 | 7 | 9 | 0
PDg | 3 | 7 | 10 | 0
PDg | 3 | 7 | 11 | 0
PDg | 3 | 7 | 12 | 0
PDg | 3 | 7 | 13 | 0
PDg | 3 | 7 | 14 | 0
PDg | 3 | 7 | 15 | 0
PDg | 3 | 7 | 16 | 0
PDg | 3 | 7 | 17 | 0
PDg | 3 | 7 | 18 | 0
PDg | 3 | 7 | 19 | 0
PDg | 3 | 7 | 20 | 0
PDg | 3 | 7 | 21 | 0
PDg | 3 | 7 | 22 | 0
PDg | 3 | 7 | 23 | 0
PDg | 3 | 7 | 24 | 0
PDg | 3 | 8 | 1 | 0
PDg | 3 | 8 | 2 | 0
PDg | 3 | 8 | 3 | 0
PDg | 3 | 8 | 4 | 0
PDg | 3 | 8 | 5 | 0
PDg | 3 | 8 | 6 | 0
PDg | 3 | 8 | 7 | 0
PDg | 3 | 8 | 8 | 0
PDg | 3 | 8 | 9 | 0
PDg | 3 | 8 | 10 | 0
PDg | 3 | 8 | 11 | 0
PDg | 3 | 8 | 12 | 0
PDg | 3 | 8 | 13 | 0
PDg | 3 | 8 | 14 | 0
PDg | 3 | 8 | 15 | 0
PDg | 3 | 8 | 16 | 0
PDg | 3 | 8 | 17 | 0
PDg | 3 | 8 | 18 | 0
PDg | 3 | 8 | 19 | 0
PDg | 3 | 8 | 20 | 0
PDg | 3 | 8 | 21 | 0
PDg | 3 | 8 | 22 | 0
PDg | 3 | 8 | 23 | 0
PDg | 3 | 8 | 24 | 0
PDg | 3 | 9 | 1 | 0
PDg | 3 | 9 | 2 | 0
PDg | 3 | 9 | 3 | 0
PDg | 3 | 9 | 4 | 0
PDg | 3 | 9 | 5 | 0
PDg | 3 | 9 | 6 | 0
PDg | 3 | 9 | 7 | 0
PDg | 3 | 9 | 8 | 0
PDg | 3 | 9 | 9 | 0
PDg | 3 | 9 | 10 | 0
PDg | 3 | 9 | 11 | 0
PDg | 3 | 9 | 12 | 0
PDg | 3 | 9 | 13 | 0
PDg | 3 | 9 | 14 | 0
PDg | 3 | 9 | 15 | 0
PDg | 3 | 9 | 16 | 0
PDg | 3 | 9 | 17 | 0
PDg | 3 | 9 | 18 | 0
PDg | 3 | 9 | 19 | 0
PDg | 3 | 9 | 20 | 0
PDg | 3 | 9 | 21 | 0
PDg | 3 | 9 | 22 | 0
PDg | 3 | 9 | 23 | 0
PDg | 3 | 9 | 24 | 0
PDg | 3 | 10 | 1 | 0
PDg | 3 | 10 | 2 | 0
PDg | 3 | 10 | 3 | 0
PDg | 3 | 10 | 4 | 0
PDg | 3 | 10 | 5 | 0
PDg | 3 | 10 | 6 | 0
PDg | 3 | 10 | 7 | 0
PDg | 3 | 10 | 8 | 0
PDg | 3 | 10 | 9 | 0
PDg | 3 | 10 | 10 | 0
PDg | 3 | 10 | 11 | 0
PDg | 3 | 10 | 12 | 0
PDg | 3 | 10 | 13 | 0
PDg | 3 | 10 | 14 | 0
PDg | 3 | 10 | 15 | 0
PDg | 3 | 10 | 16 | 0
PDg | 3 | 10 | 17 | 0
PDg | 3 | 10 | 18 | 0
PDg | 3 | 10 | 19 | 0
PDg | 3 | 10 | 20 | 0
PDg | 3 | 10 | 21 | 0
PDg | 3 | 10 | 22 | 0
PDg | 3 | 10 | 23 | 0
PDg | 3 | 10 | 24 | 0
PDg | 3 | 11 | 1 | 0
PDg | 3 | 11 | 2 | 0
PDg | 3 | 11 | 3 | 0
PDg | 3 | 11 | 4 | 0
PDg | 3 | 11 | 5 | 0
PDg | 3 | 11 | 6 | 0
PDg | 3 | 11 | 7 | 0
PDg | 3 | 11 | 8 | 0
PDg | 3 | 11 | 9 | 0
PDg | 3 | 11 | 10 | 0
PDg | 3 | 11 | 11 | 0
PDg | 3 | 11 | 12 | 0
PDg | 3 | 11 | 13 | 0
PDg | 3 | 11 | 14 | 0
PDg | 3 | 11 | 15 | 0
PDg | 3 | 11 | 16 | 0
PDg | 3 | 11 | 17 | 0
PDg | 3 | 11 | 18 | 0
PDg | 3 | 11 | 19 | 0
PDg | 3 | 11 | 20 | 0
PDg | 3 | 11 | 21 | 0
PDg | 3 | 11 | 22 | 0
PDg | 3 | 11 | 23 | 0
PDg | 3 | 11 | 24 | 0
PDg | 3 | 12 | 1 | 0
PDg | 3 | 12 | 2 | 0
PDg | 3 | 12 | 3 | 0
PDg | 3 | 12 | 4 | 0
PDg | 3 | 12 | 5 | 0
PDg | 3 | 12 | 6 | 0
PDg | 3 | 12 | 7 | 0
PDg | 3 | 12 | 8 | 0
PDg | 3 | 12 | 9 | 0
PDg | 3 | 12 | 10 | 0
PDg | 3 | 12 | 11 | 0
PDg | 3 | 12 | 12 | 0
PDg | 3 | 12 | 13 | 0
PDg | 3 | 12 | 14 | 0
PDg | 3 | 12 | 15 | 0
PDg | 3 | 12 | 16 | 0
PDg | 3 | 12 | 17 | 0
PDg | 3 | 12 | 18 | 0
PDg | 3 | 12 | 19 | 0
PDg | 3 | 12 | 20 | 0
PDg | 3 | 12 | 21 | 0
PDg | 3 | 12 | 22 | 0
PDg | 3 | 12 | 23 | 0
PDg | 3 | 12 | 24 | 0
PDg | 3 | 13 | 1 | 0
PDg | 3 | 13 | 2 | 0
PDg | 3 | 13 | 3 | 0
PDg | 3 | 13 | 4 | 0
PDg | 3 | 13 | 5 | 0
PDg | 3 | 13 | 6 | 0
PDg | 3 | 13 | 7 | 0
PDg | 3 | 13 | 8 | 0
PDg | 3 | 13 | 9 | 0
PDg | 3 | 13 | 10 | 0
PDg | 3 | 13 | 11 | 0
PDg | 3 | 13 | 12 | 0
PDg | 3 | 13 | 13 | 0
PDg | 3 | 13 | 14 | 0
PDg | 3 | 13 | 15 | 0
PDg | 3 | 13 | 16 | 0
PDg | 3 | 13 | 17 | 0
PDg | 3 | 13 | 18 | 0
PDg | 3 | 13 | 19 | 0
PDg | 3 | 13 | 20 | 0
PDg | 3 | 13 | 21 | 0
PDg | 3 | 13 | 22 | 0
PDg | 3 | 13 | 23 | 0
PDg | 3 | 13 | 24 | 0
PDg | 3 | 14 | 1 | 0
PDg | 3 | 14 | 2 | 0
PDg | 3 | 14 | 3 | 0
PDg | 3 | 14 | 4 | 0
PDg | 3 | 14 | 5 | 0
PDg | 3 | 14 | 6 | 0
PDg | 3 | 14 | 7 | 0
PDg | 3 | 14 | 8 | 0
PDg | 3 | 14 | 9 | 0
PDg | 3 | 14 | 10 | 0
PDg | 3 | 14 | 11 | 0
PDg | 3 | 14 | 12 | 0
PDg | 3 | 14 | 13 | 0
PDg | 3 | 14 | 14 | 0
PDg | 3 | 14 | 15 | 0
PDg | 3 | 14 | 16 | 0
PDg | 3 | 14 | 17 | 0
PDg | 3 | 14 | 18 | 0
PDg | 3 | 14 | 19 | 0
PDg | 3 | 14 | 20 | 0
PDg | 3 | 14 | 21 | 0
PDg | 3 | 14 | 22 | 0
PDg | 3 | 14 | 23 | 0
PDg | 3 | 14 | 24 | 0
PDg | 3 | 15 | 1 | 0
PDg | 3 | 15 | 2 | 0
PDg | 3 | 15 | 3 | 0
PDg | 3 | 15 | 4 | 0
PDg | 3 | 15 | 5 | 0
PDg | 3 | 15 | 6 | 0
PDg | 3 | 15 | 7 | 0
PDg | 3 | 15 | 8 | 0
PDg | 3 | 15 | 9 | 0
PDg | 3 | 15 | 10 | 0
PDg | 3 | 15 | 11 | 0
PDg | 3 | 15 | 12 | 0
PDg | 3 | 15 | 13 | 0
PDg | 3 | 15 | 14 | 0
PDg | 3 | 15 | 15 | 0
PDg | 3 | 15 | 16 | 0
PDg | 3 | 15 | 17 | 0
PDg | 3 | 15 | 18 | 0
PDg | 3 | 15 | 19 | 0
PDg | 3 | 15 | 20 | 0
PDg | 3 | 15 | 21 | 0
PDg | 3 | 15 | 22 | 0
PDg | 3 | 15 | 23 | 0
PDg | 3 | 15 | 24 | 0
PDg | 3 | 16 | 1 | 0
PDg | 3 | 16 | 2 | 0
PDg | 3 | 16 | 3 | 0
PDg | 3 | 16 | 4 | 0
PDg | 3 | 16 | 5 | 0
PDg | 3 | 16 | 6 | 0
PDg | 3 | 16 | 7 | 0
PDg | 3 | 16 | 8 | 0
PDg | 3 | 16 | 9 | 0
PDg | 3 | 16 | 10 | 0
PDg | 3 | 16 | 11 | 0
PDg | 3 | 16 | 12 | 0
PDg | 3 | 16 | 13 | 0
PDg | 3 | 16 | 14 | 0
PDg | 3 | 16 | 15 | 0
PDg | 3 | 16 | 16 | 0
PDg | 3 | 16 | 17 | 0
PDg | 3 | 16 | 18 | 0
PDg | 3 | 16 | 19 | 0
PDg | 3 | 16 | 20 | 0
PDg | 3 | 16 | 21 | 0
PDg | 3 | 16 | 22 | 0
PDg | 3 | 16 | 23 | 0
PDg | 3 | 16 | 24 | 0
PDg | 3 | 17 | 1 | 0
PDg | 3 | 17 | 2 | 0
PDg | 3 | 17 | 3 | 0
PDg | 3 | 17 | 4 | 0
PDg | 3 | 17 | 5 | 0
PDg | 3 | 17 | 6 | 0
PDg | 3 | 17 | 7 | 0
PDg | 3 | 17 | 8 | 0
PDg | 3 | 17 | 9 | 0
PDg | 3 | 17 | 10 | 0
PDg | 3 | 17 | 11 | 0
PDg | 3 | 17 | 12 | 0
PDg | 3 | 17 | 13 | 0
PDg | 3 | 17 | 14 | 0
PDg | 3 | 17 | 15 | 0
PDg | 3 | 17 | 16 | 0
PDg | 3 | 17 | 17 | 0
PDg | 3 | 17 | 18 | 0
PDg | 3 | 17 | 19 | 0
PDg | 3 | 17 | 20 | 0
PDg | 3 | 17 | 21 | 0
PDg | 3 | 17 | 22 | 0
PDg | 3 | 17 | 23 | 0
PDg | 3 | 17 | 24 | 0
PDg | 3 | 18 | 1 | 0
PDg | 3 | 18 | 2 | 0
PDg | 3 | 18 | 3 | 0
PDg | 3 | 18 | 4 | 0
PDg | 3 | 18 | 5 | 0
PDg | 3 | 18 | 6 | 0
PDg | 3 | 18 | 7 | 0
PDg | 3 | 18 | 8 | 0
PDg | 3 | 18 | 9 | 0
PDg | 3 | 18 | 10 | 0
PDg | 3 | 18 | 11 | 0
PDg | 3 | 18 | 12 | 0
PDg | 3 | 18 | 13 | 0
PDg | 3 | 18 | 14 | 0
PDg | 3 | 18 | 15 | 0
PDg | 3 | 18 | 16 | 0
PDg | 3 | 18 | 17 | 0
PDg | 3 | 18 | 18 | 0
PDg | 3 | 18 | 19 | 0
PDg | 3 | 18 | 20 | 0
PDg | 3 | 18 | 21 | 0
PDg | 3 | 18 | 22 | 0
PDg | 3 | 18 | 23 | 0
PDg | 3 | 18 | 24 | 0
PDg | 3 | 19 | 1 | 0
PDg | 3 | 19 | 2 | 0
PDg | 3 | 19 | 3 | 0
PDg | 3 | 19 | 4 | 0
PDg | 3 | 19 | 5 | 0
PDg | 3 | 19 | 6 | 0
PDg | 3 | 19 | 7 | 0
PDg | 3 | 19 | 8 | 0
PDg | 3 | 19 | 9 | 0
PDg | 3 | 19 | 10 | 0
PDg | 3 | 19 | 11 | 0
PDg | 3 | 19 | 12 | 0
PDg | 3 | 19 | 13 | 0
PDg | 3 | 19 | 14 | 0
PDg | 3 | 19 | 15 | 0
PDg | 3 | 19 | 16 | 0
PDg | 3 | 19 | 17 | 0
PDg | 3 | 19 | 18 | 0
PDg | 3 | 19 | 19 | 0
PDg | 3 | 19 | 20 | 0
PDg | 3 | 19 | 21 | 0
PDg | 3 | 19 | 22 | 0
PDg | 3 | 19 | 23 | 0
PDg | 3 | 19 | 24 | 0
PDg | 3 | 20 | 1 | 0
PDg | 3 | 20 | 2 | 0
PDg | 3 | 20 | 3 | 0
PDg | 3 | 20 | 4 | 0
PDg | 3 | 20 | 5 | 0
PDg | 3 | 20 | 6 | 0
PDg | 3 | 20 | 7 | 0
PDg | 3 | 20 | 8 | 0
PDg | 3 | 20 | 9 | 0
PDg | 3 | 20 | 10 | 0
PDg | 3 | 20 | 11 | 0
PDg | 3 | 20 | 12 | 0
PDg | 3 | 20 | 13 | 0
PDg | 3 | 20 | 14 | 0
PDg | 3 | 20 | 15 | 0
PDg | 3 | 20 | 16 | 0
PDg | 3 | 20 | 17 | 0
PDg | 3 | 20 | 18 | 0
PDg | 3 | 20 | 19 | 0
PDg | 3 | 20 | 20 | 0
PDg | 3 | 20 | 21 | 0
PDg | 3 | 20 | 22 | 0
PDg | 3 | 20 | 23 | 0
PDg | 3 | 20 | 24 | 0
PDg | 3 | 21 | 1 | 0
PDg | 3 | 21 | 2 | 0
PDg | 3 | 21 | 3 | 0
PDg | 3 | 21 | 4 | 0
PDg | 3 | 21 | 5 | 0
PDg | 3 | 21 | 6 | 0
PDg | 3 | 21 | 7 | 0
PDg | 3 | 21 | 8 | 0
PDg | 3 | 21 | 9 | 0
PDg | 3 | 21 | 10 | 0
PDg | 3 | 21 | 11 | 0
PDg | 3 | 21 | 12 | 0
PDg | 3 | 21 | 13 | 0
PDg | 3 | 21 | 14 | 0
PDg | 3 | 21 | 15 | 0
PDg | 3 | 21 | 16 | 0
PDg | 3 | 21 | 17 | 0
PDg | 3 | 21 | 18 | 0
PDg | 3 | 21 | 19 | 0
PDg | 3 | 21 | 20 | 0
PDg | 3 | 21 | 21 | 0
PDg | 3 | 21 | 22 | 0
PDg | 3 | 21 | 23 | 0
PDg | 3 | 21 | 24 | 0
PDg | 3 | 22 | 1 | 0
PDg | 3 | 22 | 2 | 0
PDg | 3 | 22 | 3 | 0
PDg | 3 | 22 | 4 | 0
PDg | 3 | 22 | 5 | 0
PDg | 3 | 22 | 6 | 0
PDg | 3 | 22 | 7 | 0
PDg | 3 | 22 | 8 | 0
PDg | 3 | 22 | 9 | 0
PDg | 3 | 22 | 10 | 0
PDg | 3 | 22 | 11 | 0
PDg | 3 | 22 | 12 | 0
PDg | 3 | 22 | 13 | 0
PDg | 3 | 22 | 14 | 0
PDg | 3 | 22 | 15 | 0
PDg | 3 | 22 | 16 | 0
PDg | 3 | 22 | 17 | 0
PDg | 3 | 22 | 18 | 0
PDg | 3 | 22 | 19 | 0
PDg | 3 | 22 | 20 | 0
PDg | 3 | 22 | 21 | 0
PDg | 3 | 22 | 22 | 0
PDg | 3 | 22 | 23 | 0
PDg | 3 | 22 | 24 | 0
PDg | 3 | 23 | 1 | 0
PDg | 3 | 23 | 2 | 0
PDg | 3 | 23 | 3 | 0
PDg | 3 | 23 | 4 | 0
PDg | 3 | 23 | 5 | 0
PDg | 3 | 23 | 6 | 0
PDg | 3 | 23 | 7 | 0
PDg | 3 | 23 | 8 | 0
PDg | 3 | 23 | 9 | 0
PDg | 3 | 23 | 10 | 0
PDg | 3 | 23 | 11 | 0
PDg | 3 | 23 | 12 | 0
PDg | 3 | 23 | 13 | 0
PDg | 3 | 23 | 14 | 0
PDg | 3 | 23 | 15 | 0
PDg | 3 | 23 | 16 | 0
PDg | 3 | 23 | 17 | 0
PDg | 3 | 23 | 18 | 0
PDg | 3 | 23 | 19 | 0
PDg | 3 | 23 | 20 | 0
PDg | 3 | 23 | 21 | 0
PDg | 3 | 23 | 22 | 0
PDg | 3 | 23 | 23 | 0
PDg | 3 | 23 | 24 | 0
PDg | 3 | 24 | 1 | 0
PDg | 3 | 24 | 2 | 0
PDg | 3 | 24 | 3 | 0
PDg | 3 | 24 | 4 | 0
PDg | 3 | 24 | 5 | 0
PDg | 3 | 24 | 6 | 0
PDg | 3 | 24 | 7 | 0
PDg | 3 | 24 | 8 | 0
PDg | 3 | 24 | 9 | 0
PDg | 3 | 24 | 10 | 0
PDg | 3 | 24 | 11 | 0
PDg | 3 | 24 | 12 | 0
PDg | 3 | 24 | 13 | 0
PDg | 3 | 24 | 14 | 0
PDg | 3 | 24 | 15 | 0
PDg | 3 | 24 | 16 | 0
PDg | 3 | 24 | 17 | 0
PDg | 3 | 24 | 18 | 0
PDg | 3 | 24 | 19 | 0
PDg | 3 | 24 | 20 | 0
PDg | 3 | 24 | 21 | 0
PDg | 3 | 24 | 22 | 0
PDg | 3 | 24 | 23 | 0
PDg | 3 | 24 | 24 | 0
PDg | 3 | 25 | 1 | 0
PDg | 3 | 25 | 2 | 0
PDg | 3 | 25 | 3 | 0
PDg | 3 | 25 | 4 | 0
PDg | 3 | 25 | 5 | 0
PDg | 3 | 25 | 6 | 0
PDg | 3 | 25 | 7 | 0
PDg | 3 | 25 | 8 | 0
PDg | 3 | 25 | 9 | 0
PDg | 3 | 25 | 10 | 0
PDg | 3 | 25 | 11 | 0
PDg | 3 | 25 | 12 | 0
PDg | 3 | 25 | 13 | 0
PDg | 3 | 25 | 14 | 0
PDg | 3 | 25 | 15 | 0
PDg | 3 | 25 | 16 | 0
PDg | 3 | 25 | 17 | 0
PDg | 3 | 25 | 18 | 0
PDg | 3 | 25 | 19 | 0
PDg | 3 | 25 | 20 | 0
PDg | 3 | 25 | 21 | 0
PDg | 3 | 25 | 22 | 0
PDg | 3 | 25 | 23 | 0
PDg | 3 | 25 | 24 | 0
PDg | 3 | 26 | 1 | 0
PDg | 3 | 26 | 2 | 0
PDg | 3 | 26 | 3 | 0
PDg | 3 | 26 | 4 | 0
PDg | 3 | 26 | 5 | 0
PDg | 3 | 26 | 6 | 0
PDg | 3 | 26 | 7 | 0
PDg | 3 | 26 | 8 | 0
PDg | 3 | 26 | 9 | 0
PDg | 3 | 26 | 10 | 0
PDg | 3 | 26 | 11 | 0
PDg | 3 | 26 | 12 | 0
PDg | 3 | 26 | 13 | 0
PDg | 3 | 26 | 14 | 0
PDg | 3 | 26 | 15 | 0
PDg | 3 | 26 | 16 | 0
PDg | 3 | 26 | 17 | 0
PDg | 3 | 26 | 18 | 0
PDg | 3 | 26 | 19 | 0
PDg | 3 | 26 | 20 | 0
PDg | 3 | 26 | 21 | 0
PDg | 3 | 26 | 22 | 0
PDg | 3 | 26 | 23 | 0
PDg | 3 | 26 | 24 | 0
PDg | 3 | 27 | 1 | 0
PDg | 3 | 27 | 2 | 0
PDg | 3 | 27 | 3 | 0
PDg | 3 | 27 | 4 | 0
PDg | 3 | 27 | 5 | 0
PDg | 3 | 27 | 6 | 0
PDg | 3 | 27 | 7 | 0
PDg | 3 | 27 | 8 | 0
PDg | 3 | 27 | 9 | 0
PDg | 3 | 27 | 10 | 0
PDg | 3 | 27 | 11 | 0
PDg | 3 | 27 | 12 | 0
PDg | 3 | 27 | 13 | 0
PDg | 3 | 27 | 14 | 0
PDg | 3 | 27 | 15 | 0
PDg | 3 | 27 | 16 | 0
PDg | 3 | 27 | 17 | 0
PDg | 3 | 27 | 18 | 0
PDg | 3 | 27 | 19 | 0
PDg | 3 | 27 | 20 | 0
PDg | 3 | 27 | 21 | 0
PDg | 3 | 27 | 22 | 0
PDg | 3 | 27 | 23 | 0
PDg | 3 | 27 | 24 | 0
PDg | 3 | 28 | 1 | 0
PDg | 3 | 28 | 2 | 0
PDg | 3 | 28 | 3 | 0
PDg | 3 | 28 | 4 | 0
PDg | 3 | 28 | 5 | 0
PDg | 3 | 28 | 6 | 0
PDg | 3 | 28 | 7 | 0
PDg | 3 | 28 | 8 | 0
PDg | 3 | 28 | 9 | 0
PDg | 3 | 28 | 10 | 0
PDg | 3 | 28 | 11 | 0
PDg | 3 | 28 | 12 | 0
PDg | 3 | 28 | 13 | 0
PDg | 3 | 28 | 14 | 0
PDg | 3 | 28 | 15 | 0
PDg | 3 | 28 | 16 | 0
PDg | 3 | 28 | 17 | 0
PDg | 3 | 28 | 18 | 0
PDg | 3 | 28 | 19 | 0
PDg | 3 | 28 | 20 | 0
PDg | 3 | 28 | 21 | 0
PDg | 3 | 28 | 22 | 0
PDg | 3 | 28 | 23 | 0
PDg | 3 | 28 | 24 | 0
PDg | 3 | 29 | 1 | 0
PDg | 3 | 29 | 2 | 0
PDg | 3 | 29 | 3 | 0
PDg | 3 | 29 | 4 | 0
PDg | 3 | 29 | 5 | 0
PDg | 3 | 29 | 6 | 0
PDg | 3 | 29 | 7 | 0
PDg | 3 | 29 | 8 | 0
PDg | 3 | 29 | 9 | 0
PDg | 3 | 29 | 10 | 0
PDg | 3 | 29 | 11 | 0
PDg | 3 | 29 | 12 | 0
PDg | 3 | 29 | 13 | 0
PDg | 3 | 29 | 14 | 0
PDg | 3 | 29 | 15 | 0
PDg | 3 | 29 | 16 | 0
PDg | 3 | 29 | 17 | 0
PDg | 3 | 29 | 18 | 0
PDg | 3 | 29 | 19 | 0
PDg | 3 | 29 | 20 | 0
PDg | 3 | 29 | 21 | 0
PDg | 3 | 29 | 22 | 0
PDg | 3 | 29 | 23 | 0
PDg | 3 | 29 | 24 | 0
PDg | 3 | 30 | 1 | 0
PDg | 3 | 30 | 2 | 0
PDg | 3 | 30 | 3 | 0
PDg | 3 | 30 | 4 | 0
PDg | 3 | 30 | 5 | 0
PDg | 3 | 30 | 6 | 0
PDg | 3 | 30 | 7 | 0.004
PDg | 3 | 30 | 8 | 0.016
PDg | 3 | 30 | 9 | 0.04
PDg | 3 | 30 | 10 | 0.072
PDg | 3 | 30 | 11 | 0.084
PDg | 3 | 30 | 12 | 0.1
PDg | 3 | 30 | 13 | 0.1
PDg | 3 | 30 | 14 | 0.088
PDg | 3 | 30 | 15 | 0.06
PDg | 3 | 30 | 16 | 0.052
PDg | 3 | 30 | 17 | 0.048
PDg | 3 | 30 | 18 | 0.028
PDg | 3 | 30 | 19 | 0
PDg | 3 | 30 | 20 | 0
PDg | 3 | 30 | 21 | 0
PDg | 3 | 30 | 22 | 0
PDg | 3 | 30 | 23 | 0
PDg | 3 | 30 | 24 | 0
PDg | 3 | 31 | 1 | 0
PDg | 3 | 31 | 2 | 0
PDg | 3 | 31 | 3 | 0
PDg | 3 | 31 | 4 | 0
PDg | 3 | 31 | 5 | 0
PDg | 3 | 31 | 6 | 0
PDg | 3 | 31 | 7 | 0
PDg | 3 | 31 | 8 | 0
PDg | 3 | 31 | 9 | 0
PDg | 3 | 31 | 10 | 0
PDg | 3 | 31 | 11 | 0
PDg | 3 | 31 | 12 | 0
PDg | 3 | 31 | 13 | 0
PDg | 3 | 31 | 14 | 0
PDg | 3 | 31 | 15 | 0
PDg | 3 | 31 | 16 | 0
PDg | 3 | 31 | 17 | 0
PDg | 3 | 31 | 18 | 0
PDg | 3 | 31 | 19 | 0
PDg | 3 | 31 | 20 | 0
PDg | 3 | 31 | 21 | 0
PDg | 3 | 31 | 22 | 0
PDg | 3 | 31 | 23 | 0
PDg | 3 | 31 | 24 | 0
PDg | 3 | 32 | 1 | 0
PDg | 3 | 32 | 2 | 0
PDg | 3 | 32 | 3 | 0
PDg | 3 | 32 | 4 | 0
PDg | 3 | 32 | 5 | 0
PDg | 3 | 32 | 6 | 0
PDg | 3 | 32 | 7 | 0
PDg | 3 | 32 | 8 | 0
PDg | 3 | 32 | 9 | 0
PDg | 3 | 32 | 10 | 0
PDg | 3 | 32 | 11 | 0
PDg | 3 | 32 | 12 | 0
PDg | 3 | 32 | 13 | 0
PDg | 3 | 32 | 14 | 0
PDg | 3 | 32 | 15 | 0
PDg | 3 | 32 | 16 | 0
PDg | 3 | 32 | 17 | 0
PDg | 3 | 32 | 18 | 0
PDg | 3 | 32 | 19 | 0
PDg | 3 | 32 | 20 | 0
PDg | 3 | 32 | 21 | 0
PDg | 3 | 32 | 22 | 0
PDg | 3 | 32 | 23 | 0
PDg | 3 | 32 | 24 | 0
PDg | 3 | 33 | 1 | 0
PDg | 3 | 33 | 2 | 0
PDg | 3 | 33 | 3 | 0
PDg | 3 | 33 | 4 | 0
PDg | 3 | 33 | 5 | 0
PDg | 3 | 33 | 6 | 0
PDg | 3 | 33 | 7 | 0
PDg | 3 | 33 | 8 | 0
PDg | 3 | 33 | 9 | 0
PDg | 3 | 33 | 10 | 0
PDg | 3 | 33 | 11 | 0
PDg | 3 | 33 | 12 | 0
PDg | 3 | 33 | 13 | 0
PDg | 3 | 33 | 14 | 0
PDg | 3 | 33 | 15 | 0
PDg | 3 | 33 | 16 | 0
PDg | 3 | 33 | 17 | 0
PDg | 3 | 33 | 18 | 0
PDg | 3 | 33 | 19 | 0
PDg | 3 | 33 | 20 | 0
PDg | 3 | 33 | 21 | 0
PDg | 3 | 33 | 22 | 0
PDg | 3 | 33 | 23 | 0
PDg | 3 | 33 | 24 | 0

## QDg
Variable_name | Index: Gens | Index: Buses | Index: Times | Value
QDg | 1 | 1 | 1 | 0
QDg | 1 | 1 | 2 | 0
QDg | 1 | 1 | 3 | 0
QDg | 1 | 1 | 4 | 0
QDg | 1 | 1 | 5 | 0
QDg | 1 | 1 | 6 | 0
QDg | 1 | 1 | 7 | 0
QDg | 1 | 1 | 8 | 0
QDg | 1 | 1 | 9 | 0
QDg | 1 | 1 | 10 | 0
QDg | 1 | 1 | 11 | 0
QDg | 1 | 1 | 12 | 0
QDg | 1 | 1 | 13 | 0
QDg | 1 | 1 | 14 | 0
QDg | 1 | 1 | 15 | 0
QDg | 1 | 1 | 16 | 0
QDg | 1 | 1 | 17 | 0
QDg | 1 | 1 | 18 | 0
QDg | 1 | 1 | 19 | 0
QDg | 1 | 1 | 20 | 0
QDg | 1 | 1 | 21 | 0
QDg | 1 | 1 | 22 | 0
QDg | 1 | 1 | 23 | 0
QDg | 1 | 1 | 24 | 0
QDg | 1 | 2 | 1 | 0
QDg | 1 | 2 | 2 | 0
QDg | 1 | 2 | 3 | 0
QDg | 1 | 2 | 4 | 0
QDg | 1 | 2 | 5 | 0
QDg | 1 | 2 | 6 | 0
QDg | 1 | 2 | 7 | 0
QDg | 1 | 2 | 8 | 0
QDg | 1 | 2 | 9 | 0
QDg | 1 | 2 | 10 | 0
QDg | 1 | 2 | 11 | 0
QDg | 1 | 2 | 12 | 0
QDg | 1 | 2 | 13 | 0
QDg | 1 | 2 | 14 | 0
QDg | 1 | 2 | 15 | 0
QDg | 1 | 2 | 16 | 0
QDg | 1 | 2 | 17 | 0
QDg | 1 | 2 | 18 | 0
QDg | 1 | 2 | 19 | 0
QDg | 1 | 2 | 20 | 0
QDg | 1 | 2 | 21 | 0
QDg | 1 | 2 | 22 | 0
QDg | 1 | 2 | 23 | 0
QDg | 1 | 2 | 24 | 0
QDg | 1 | 3 | 1 | 0
QDg | 1 | 3 | 2 | 0
QDg | 1 | 3 | 3 | 0
QDg | 1 | 3 | 4 | 0
QDg | 1 | 3 | 5 | 0
QDg | 1 | 3 | 6 | 0
QDg | 1 | 3 | 7 | 0
QDg | 1 | 3 | 8 | 0
QDg | 1 | 3 | 9 | 0
QDg | 1 | 3 | 10 | 0
QDg | 1 | 3 | 11 | 0
QDg | 1 | 3 | 12 | 0
QDg | 1 | 3 | 13 | 0
QDg | 1 | 3 | 14 | 0
QDg | 1 | 3 | 15 | 0
QDg | 1 | 3 | 16 | 0
QDg | 1 | 3 | 17 | 0
QDg | 1 | 3 | 18 | 0
QDg | 1 | 3 | 19 | 0
QDg | 1 | 3 | 20 | 0
QDg | 1 | 3 | 21 | 0
QDg | 1 | 3 | 22 | 0
QDg | 1 | 3 | 23 | 0
QDg | 1 | 3 | 24 | 0
QDg | 1 | 4 | 1 | 0
QDg | 1 | 4 | 2 | 0
QDg | 1 | 4 | 3 | 0
QDg | 1 | 4 | 4 | 0
QDg | 1 | 4 | 5 | 0
QDg | 1 | 4 | 6 | 0
QDg | 1 | 4 | 7 | 0
QDg | 1 | 4 | 8 | 0
QDg | 1 | 4 | 9 | 0
QDg | 1 | 4 | 10 | 0
QDg | 1 | 4 | 11 | 0
QDg | 1 | 4 | 12 | 0
QDg | 1 | 4 | 13 | 0
QDg | 1 | 4 | 14 | 0
QDg | 1 | 4 | 15 | 0
QDg | 1 | 4 | 16 | 0
QDg | 1 | 4 | 17 | 0
QDg | 1 | 4 | 18 | 0
QDg | 1 | 4 | 19 | 0
QDg | 1 | 4 | 20 | 0
QDg | 1 | 4 | 21 | 0
QDg | 1 | 4 | 22 | 0
QDg | 1 | 4 | 23 | 0
QDg | 1 | 4 | 24 | 0
QDg | 1 | 5 | 1 | 0
QDg | 1 | 5 | 2 | 0
QDg | 1 | 5 | 3 | 0
QDg | 1 | 5 | 4 | 0
QDg | 1 | 5 | 5 | 0
QDg | 1 | 5 | 6 | 0
QDg | 1 | 5 | 7 | 0
QDg | 1 | 5 | 8 | 0
QDg | 1 | 5 | 9 | 0
QDg | 1 | 5 | 10 | 0
QDg | 1 | 5 | 11 | 0
QDg | 1 | 5 | 12 | 0
QDg | 1 | 5 | 13 | 0
QDg | 1 | 5 | 14 | 0
QDg | 1 | 5 | 15 | 0
QDg | 1 | 5 | 16 | 0
QDg | 1 | 5 | 17 | 0
QDg | 1 | 5 | 18 | 0
QDg | 1 | 5 | 19 | 0
QDg | 1 | 5 | 20 | 0
QDg | 1 | 5 | 21 | 0
QDg | 1 | 5 | 22 | 0
QDg | 1 | 5 | 23 | 0
QDg | 1 | 5 | 24 | 0
QDg | 1 | 6 | 1 | 0
QDg | 1 | 6 | 2 | 0
QDg | 1 | 6 | 3 | 0
QDg | 1 | 6 | 4 | 0
QDg | 1 | 6 | 5 | 0
QDg | 1 | 6 | 6 | 0
QDg | 1 | 6 | 7 | 0
QDg | 1 | 6 | 8 | 0
QDg | 1 | 6 | 9 | 0
QDg | 1 | 6 | 10 | 0
QDg | 1 | 6 | 11 | 0
QDg | 1 | 6 | 12 | 0
QDg | 1 | 6 | 13 | 0
QDg | 1 | 6 | 14 | 0
QDg | 1 | 6 | 15 | 0
QDg | 1 | 6 | 16 | 0
QDg | 1 | 6 | 17 | 0
QDg | 1 | 6 | 18 | 0
QDg | 1 | 6 | 19 | 0
QDg | 1 | 6 | 20 | 0
QDg | 1 | 6 | 21 | 0
QDg | 1 | 6 | 22 | 0
QDg | 1 | 6 | 23 | 0
QDg | 1 | 6 | 24 | 0
QDg | 1 | 7 | 1 | 0
QDg | 1 | 7 | 2 | 0
QDg | 1 | 7 | 3 | 0
QDg | 1 | 7 | 4 | 0
QDg | 1 | 7 | 5 | 0
QDg | 1 | 7 | 6 | 0
QDg | 1 | 7 | 7 | 0
QDg | 1 | 7 | 8 | 0
QDg | 1 | 7 | 9 | 0
QDg | 1 | 7 | 10 | 0
QDg | 1 | 7 | 11 | 0
QDg | 1 | 7 | 12 | 0
QDg | 1 | 7 | 13 | 0
QDg | 1 | 7 | 14 | 0
QDg | 1 | 7 | 15 | 0
QDg | 1 | 7 | 16 | 0
QDg | 1 | 7 | 17 | 0
QDg | 1 | 7 | 18 | 0
QDg | 1 | 7 | 19 | 0
QDg | 1 | 7 | 20 | 0
QDg | 1 | 7 | 21 | 0
QDg | 1 | 7 | 22 | 0
QDg | 1 | 7 | 23 | 0
QDg | 1 | 7 | 24 | 0
QDg | 1 | 8 | 1 | 0
QDg | 1 | 8 | 2 | 0
QDg | 1 | 8 | 3 | 0
QDg | 1 | 8 | 4 | 0
QDg | 1 | 8 | 5 | 0
QDg | 1 | 8 | 6 | 0
QDg | 1 | 8 | 7 | 0
QDg | 1 | 8 | 8 | 0
QDg | 1 | 8 | 9 | 0
QDg | 1 | 8 | 10 | 0
QDg | 1 | 8 | 11 | 0
QDg | 1 | 8 | 12 | 0
QDg | 1 | 8 | 13 | 0
QDg | 1 | 8 | 14 | 0
QDg | 1 | 8 | 15 | 0
QDg | 1 | 8 | 16 | 0
QDg | 1 | 8 | 17 | 0
QDg | 1 | 8 | 18 | 0
QDg | 1 | 8 | 19 | 0
QDg | 1 | 8 | 20 | 0
QDg | 1 | 8 | 21 | 0
QDg | 1 | 8 | 22 | 0
QDg | 1 | 8 | 23 | 0
QDg | 1 | 8 | 24 | 0
QDg | 1 | 9 | 1 | 0
QDg | 1 | 9 | 2 | 0
QDg | 1 | 9 | 3 | 0
QDg | 1 | 9 | 4 | 0
QDg | 1 | 9 | 5 | 0
QDg | 1 | 9 | 6 | 0
QDg | 1 | 9 | 7 | 0
QDg | 1 | 9 | 8 | 0
QDg | 1 | 9 | 9 | 0
QDg | 1 | 9 | 10 | 0
QDg | 1 | 9 | 11 | 0
QDg | 1 | 9 | 12 | 0
QDg | 1 | 9 | 13 | 0
QDg | 1 | 9 | 14 | 0
QDg | 1 | 9 | 15 | 0
QDg | 1 | 9 | 16 | 0
QDg | 1 | 9 | 17 | 0
QDg | 1 | 9 | 18 | 0
QDg | 1 | 9 | 19 | 0
QDg | 1 | 9 | 20 | 0
QDg | 1 | 9 | 21 | 0
QDg | 1 | 9 | 22 | 0
QDg | 1 | 9 | 23 | 0
QDg | 1 | 9 | 24 | 0
QDg | 1 | 10 | 1 | 0
QDg | 1 | 10 | 2 | 0
QDg | 1 | 10 | 3 | 0
QDg | 1 | 10 | 4 | 0
QDg | 1 | 10 | 5 | 0
QDg | 1 | 10 | 6 | 0
QDg | 1 | 10 | 7 | 0
QDg | 1 | 10 | 8 | 0
QDg | 1 | 10 | 9 | 0
QDg | 1 | 10 | 10 | 0
QDg | 1 | 10 | 11 | 0
QDg | 1 | 10 | 12 | 0
QDg | 1 | 10 | 13 | 0
QDg | 1 | 10 | 14 | 0
QDg | 1 | 10 | 15 | 0
QDg | 1 | 10 | 16 | 0
QDg | 1 | 10 | 17 | 0
QDg | 1 | 10 | 18 | 0
QDg | 1 | 10 | 19 | 0
QDg | 1 | 10 | 20 | 0
QDg | 1 | 10 | 21 | 0
QDg | 1 | 10 | 22 | 0
QDg | 1 | 10 | 23 | 0
QDg | 1 | 10 | 24 | 0
QDg | 1 | 11 | 1 | 0
QDg | 1 | 11 | 2 | 0
QDg | 1 | 11 | 3 | 0
QDg | 1 | 11 | 4 | 0
QDg | 1 | 11 | 5 | 0
QDg | 1 | 11 | 6 | 0
QDg | 1 | 11 | 7 | 0
QDg | 1 | 11 | 8 | 0
QDg | 1 | 11 | 9 | 0
QDg | 1 | 11 | 10 | 0
QDg | 1 | 11 | 11 | 0
QDg | 1 | 11 | 12 | 0
QDg | 1 | 11 | 13 | 0
QDg | 1 | 11 | 14 | 0
QDg | 1 | 11 | 15 | 0
QDg | 1 | 11 | 16 | 0
QDg | 1 | 11 | 17 | 0
QDg | 1 | 11 | 18 | 0
QDg | 1 | 11 | 19 | 0
QDg | 1 | 11 | 20 | 0
QDg | 1 | 11 | 21 | 0
QDg | 1 | 11 | 22 | 0
QDg | 1 | 11 | 23 | 0
QDg | 1 | 11 | 24 | 0
QDg | 1 | 12 | 1 | 0
QDg | 1 | 12 | 2 | 0
QDg | 1 | 12 | 3 | 0
QDg | 1 | 12 | 4 | 0
QDg | 1 | 12 | 5 | 0
QDg | 1 | 12 | 6 | 0
QDg | 1 | 12 | 7 | 0
QDg | 1 | 12 | 8 | 0
QDg | 1 | 12 | 9 | 0
QDg | 1 | 12 | 10 | 0
QDg | 1 | 12 | 11 | 0
QDg | 1 | 12 | 12 | 0
QDg | 1 | 12 | 13 | 0
QDg | 1 | 12 | 14 | 0
QDg | 1 | 12 | 15 | 0
QDg | 1 | 12 | 16 | 0
QDg | 1 | 12 | 17 | 0
QDg | 1 | 12 | 18 | 0
QDg | 1 | 12 | 19 | 0
QDg | 1 | 12 | 20 | 0
QDg | 1 | 12 | 21 | 0
QDg | 1 | 12 | 22 | 0
QDg | 1 | 12 | 23 | 0
QDg | 1 | 12 | 24 | 0
QDg | 1 | 13 | 1 | 0
QDg | 1 | 13 | 2 | 0
QDg | 1 | 13 | 3 | 0
QDg | 1 | 13 | 4 | 0
QDg | 1 | 13 | 5 | 0
QDg | 1 | 13 | 6 | 0
QDg | 1 | 13 | 7 | 0
QDg | 1 | 13 | 8 | 0
QDg | 1 | 13 | 9 | 0
QDg | 1 | 13 | 10 | 0
QDg | 1 | 13 | 11 | 0
QDg | 1 | 13 | 12 | 0
QDg | 1 | 13 | 13 | 0
QDg | 1 | 13 | 14 | 0
QDg | 1 | 13 | 15 | 0
QDg | 1 | 13 | 16 | 0
QDg | 1 | 13 | 17 | 0
QDg | 1 | 13 | 18 | 0
QDg | 1 | 13 | 19 | 0
QDg | 1 | 13 | 20 | 0
QDg | 1 | 13 | 21 | 0
QDg | 1 | 13 | 22 | 0
QDg | 1 | 13 | 23 | 0
QDg | 1 | 13 | 24 | 0
QDg | 1 | 14 | 1 | 0
QDg | 1 | 14 | 2 | 0
QDg | 1 | 14 | 3 | 0
QDg | 1 | 14 | 4 | 0
QDg | 1 | 14 | 5 | 0
QDg | 1 | 14 | 6 | 0
QDg | 1 | 14 | 7 | 0
QDg | 1 | 14 | 8 | 0
QDg | 1 | 14 | 9 | 0
QDg | 1 | 14 | 10 | 0
QDg | 1 | 14 | 11 | 0
QDg | 1 | 14 | 12 | 0
QDg | 1 | 14 | 13 | 0
QDg | 1 | 14 | 14 | 0
QDg | 1 | 14 | 15 | 0
QDg | 1 | 14 | 16 | 0
QDg | 1 | 14 | 17 | 0
QDg | 1 | 14 | 18 | 0
QDg | 1 | 14 | 19 | 0
QDg | 1 | 14 | 20 | 0
QDg | 1 | 14 | 21 | 0
QDg | 1 | 14 | 22 | 0
QDg | 1 | 14 | 23 | 0
QDg | 1 | 14 | 24 | 0
QDg | 1 | 15 | 1 | 0
QDg | 1 | 15 | 2 | 0
QDg | 1 | 15 | 3 | 0
QDg | 1 | 15 | 4 | 0
QDg | 1 | 15 | 5 | 0
QDg | 1 | 15 | 6 | 0
QDg | 1 | 15 | 7 | 0
QDg | 1 | 15 | 8 | 0
QDg | 1 | 15 | 9 | 0
QDg | 1 | 15 | 10 | 0
QDg | 1 | 15 | 11 | 0
QDg | 1 | 15 | 12 | 0
QDg | 1 | 15 | 13 | 0
QDg | 1 | 15 | 14 | 0
QDg | 1 | 15 | 15 | 0
QDg | 1 | 15 | 16 | 0
QDg | 1 | 15 | 17 | 0
QDg | 1 | 15 | 18 | 0
QDg | 1 | 15 | 19 | 0
QDg | 1 | 15 | 20 | 0
QDg | 1 | 15 | 21 | 0
QDg | 1 | 15 | 22 | 0
QDg | 1 | 15 | 23 | 0
QDg | 1 | 15 | 24 | 0
QDg | 1 | 16 | 1 | 0
QDg | 1 | 16 | 2 | 0
QDg | 1 | 16 | 3 | 0
QDg | 1 | 16 | 4 | 0
QDg | 1 | 16 | 5 | 0
QDg | 1 | 16 | 6 | 0
QDg | 1 | 16 | 7 | 0
QDg | 1 | 16 | 8 | 0
QDg | 1 | 16 | 9 | 0
QDg | 1 | 16 | 10 | 0
QDg | 1 | 16 | 11 | 0
QDg | 1 | 16 | 12 | 0
QDg | 1 | 16 | 13 | 0
QDg | 1 | 16 | 14 | 0
QDg | 1 | 16 | 15 | 0
QDg | 1 | 16 | 16 | 0
QDg | 1 | 16 | 17 | 0
QDg | 1 | 16 | 18 | 0
QDg | 1 | 16 | 19 | 0
QDg | 1 | 16 | 20 | 0
QDg | 1 | 16 | 21 | 0
QDg | 1 | 16 | 22 | 0
QDg | 1 | 16 | 23 | 0
QDg | 1 | 16 | 24 | 0
QDg | 1 | 17 | 1 | 0
QDg | 1 | 17 | 2 | 0
QDg | 1 | 17 | 3 | 0
QDg | 1 | 17 | 4 | 0
QDg | 1 | 17 | 5 | 0
QDg | 1 | 17 | 6 | 0
QDg | 1 | 17 | 7 | 0
QDg | 1 | 17 | 8 | 0
QDg | 1 | 17 | 9 | 0
QDg | 1 | 17 | 10 | 0
QDg | 1 | 17 | 11 | 0
QDg | 1 | 17 | 12 | 0
QDg | 1 | 17 | 13 | 0
QDg | 1 | 17 | 14 | 0
QDg | 1 | 17 | 15 | 0
QDg | 1 | 17 | 16 | 0
QDg | 1 | 17 | 17 | 0
QDg | 1 | 17 | 18 | 0
QDg | 1 | 17 | 19 | 0
QDg | 1 | 17 | 20 | 0
QDg | 1 | 17 | 21 | 0
QDg | 1 | 17 | 22 | 0
QDg | 1 | 17 | 23 | 0
QDg | 1 | 17 | 24 | 0
QDg | 1 | 18 | 1 | 0
QDg | 1 | 18 | 2 | 0
QDg | 1 | 18 | 3 | 0
QDg | 1 | 18 | 4 | 0
QDg | 1 | 18 | 5 | 0
QDg | 1 | 18 | 6 | 0
QDg | 1 | 18 | 7 | 0
QDg | 1 | 18 | 8 | 0
QDg | 1 | 18 | 9 | 0
QDg | 1 | 18 | 10 | 0
QDg | 1 | 18 | 11 | 0
QDg | 1 | 18 | 12 | 0
QDg | 1 | 18 | 13 | 0
QDg | 1 | 18 | 14 | 0
QDg | 1 | 18 | 15 | 0
QDg | 1 | 18 | 16 | 0
QDg | 1 | 18 | 17 | 0
QDg | 1 | 18 | 18 | 0
QDg | 1 | 18 | 19 | 0
QDg | 1 | 18 | 20 | 0
QDg | 1 | 18 | 21 | 0
QDg | 1 | 18 | 22 | 0
QDg | 1 | 18 | 23 | 0
QDg | 1 | 18 | 24 | 0
QDg | 1 | 19 | 1 | 0
QDg | 1 | 19 | 2 | 0
QDg | 1 | 19 | 3 | 0
QDg | 1 | 19 | 4 | 0
QDg | 1 | 19 | 5 | 0
QDg | 1 | 19 | 6 | 0
QDg | 1 | 19 | 7 | 0
QDg | 1 | 19 | 8 | 0
QDg | 1 | 19 | 9 | 0
QDg | 1 | 19 | 10 | 0
QDg | 1 | 19 | 11 | 0
QDg | 1 | 19 | 12 | 0
QDg | 1 | 19 | 13 | 0
QDg | 1 | 19 | 14 | 0
QDg | 1 | 19 | 15 | 0
QDg | 1 | 19 | 16 | 0
QDg | 1 | 19 | 17 | 0
QDg | 1 | 19 | 18 | 0
QDg | 1 | 19 | 19 | 0
QDg | 1 | 19 | 20 | 0
QDg | 1 | 19 | 21 | 0
QDg | 1 | 19 | 22 | 0
QDg | 1 | 19 | 23 | 0
QDg | 1 | 19 | 24 | 0
QDg | 1 | 20 | 1 | 0
QDg | 1 | 20 | 2 | 0
QDg | 1 | 20 | 3 | 0
QDg | 1 | 20 | 4 | 0
QDg | 1 | 20 | 5 | 0
QDg | 1 | 20 | 6 | 0
QDg | 1 | 20 | 7 | 0
QDg | 1 | 20 | 8 | 0
QDg | 1 | 20 | 9 | 0
QDg | 1 | 20 | 10 | 0
QDg | 1 | 20 | 11 | 0
QDg | 1 | 20 | 12 | 0
QDg | 1 | 20 | 13 | 0
QDg | 1 | 20 | 14 | 0
QDg | 1 | 20 | 15 | 0
QDg | 1 | 20 | 16 | 0
QDg | 1 | 20 | 17 | 0
QDg | 1 | 20 | 18 | 0
QDg | 1 | 20 | 19 | 0
QDg | 1 | 20 | 20 | 0
QDg | 1 | 20 | 21 | 0
QDg | 1 | 20 | 22 | 0
QDg | 1 | 20 | 23 | 0
QDg | 1 | 20 | 24 | 0
QDg | 1 | 21 | 1 | 0
QDg | 1 | 21 | 2 | 0
QDg | 1 | 21 | 3 | 0
QDg | 1 | 21 | 4 | 0
QDg | 1 | 21 | 5 | 0
QDg | 1 | 21 | 6 | 0
QDg | 1 | 21 | 7 | 0
QDg | 1 | 21 | 8 | 0
QDg | 1 | 21 | 9 | 0
QDg | 1 | 21 | 10 | 0
QDg | 1 | 21 | 11 | 0
QDg | 1 | 21 | 12 | 0
QDg | 1 | 21 | 13 | 0
QDg | 1 | 21 | 14 | 0
QDg | 1 | 21 | 15 | 0
QDg | 1 | 21 | 16 | 0
QDg | 1 | 21 | 17 | 0
QDg | 1 | 21 | 18 | 0
QDg | 1 | 21 | 19 | 0
QDg | 1 | 21 | 20 | 0
QDg | 1 | 21 | 21 | 0
QDg | 1 | 21 | 22 | 0
QDg | 1 | 21 | 23 | 0
QDg | 1 | 21 | 24 | 0
QDg | 1 | 22 | 1 | 0
QDg | 1 | 22 | 2 | 0
QDg | 1 | 22 | 3 | 0
QDg | 1 | 22 | 4 | 0
QDg | 1 | 22 | 5 | 0
QDg | 1 | 22 | 6 | 0
QDg | 1 | 22 | 7 | 0
QDg | 1 | 22 | 8 | 0
QDg | 1 | 22 | 9 | 0
QDg | 1 | 22 | 10 | 0
QDg | 1 | 22 | 11 | 0
QDg | 1 | 22 | 12 | 0
QDg | 1 | 22 | 13 | 0
QDg | 1 | 22 | 14 | 0
QDg | 1 | 22 | 15 | 0
QDg | 1 | 22 | 16 | 0
QDg | 1 | 22 | 17 | 0
QDg | 1 | 22 | 18 | 0
QDg | 1 | 22 | 19 | 0
QDg | 1 | 22 | 20 | 0
QDg | 1 | 22 | 21 | 0
QDg | 1 | 22 | 22 | 0
QDg | 1 | 22 | 23 | 0
QDg | 1 | 22 | 24 | 0
QDg | 1 | 23 | 1 | 0
QDg | 1 | 23 | 2 | 0
QDg | 1 | 23 | 3 | 0
QDg | 1 | 23 | 4 | 0
QDg | 1 | 23 | 5 | 0
QDg | 1 | 23 | 6 | 0
QDg | 1 | 23 | 7 | 0
QDg | 1 | 23 | 8 | 0
QDg | 1 | 23 | 9 | 0
QDg | 1 | 23 | 10 | 0
QDg | 1 | 23 | 11 | 0
QDg | 1 | 23 | 12 | 0
QDg | 1 | 23 | 13 | 0
QDg | 1 | 23 | 14 | 0
QDg | 1 | 23 | 15 | 0
QDg | 1 | 23 | 16 | 0
QDg | 1 | 23 | 17 | 0
QDg | 1 | 23 | 18 | 0
QDg | 1 | 23 | 19 | 0
QDg | 1 | 23 | 20 | 0
QDg | 1 | 23 | 21 | 0
QDg | 1 | 23 | 22 | 0
QDg | 1 | 23 | 23 | 0
QDg | 1 | 23 | 24 | 0
QDg | 1 | 24 | 1 | 0
QDg | 1 | 24 | 2 | 0
QDg | 1 | 24 | 3 | 0
QDg | 1 | 24 | 4 | 0
QDg | 1 | 24 | 5 | 0
QDg | 1 | 24 | 6 | 0
QDg | 1 | 24 | 7 | 0
QDg | 1 | 24 | 8 | 0
QDg | 1 | 24 | 9 | 0
QDg | 1 | 24 | 10 | 0
QDg | 1 | 24 | 11 | 0
QDg | 1 | 24 | 12 | 0
QDg | 1 | 24 | 13 | 0
QDg | 1 | 24 | 14 | 0
QDg | 1 | 24 | 15 | 0
QDg | 1 | 24 | 16 | 0
QDg | 1 | 24 | 17 | 0
QDg | 1 | 24 | 18 | 0
QDg | 1 | 24 | 19 | 0
QDg | 1 | 24 | 20 | 0
QDg | 1 | 24 | 21 | 0
QDg | 1 | 24 | 22 | 0
QDg | 1 | 24 | 23 | 0
QDg | 1 | 24 | 24 | 0
QDg | 1 | 25 | 1 | 0
QDg | 1 | 25 | 2 | 0
QDg | 1 | 25 | 3 | 0
QDg | 1 | 25 | 4 | 0
QDg | 1 | 25 | 5 | 0
QDg | 1 | 25 | 6 | 0
QDg | 1 | 25 | 7 | 0
QDg | 1 | 25 | 8 | 0
QDg | 1 | 25 | 9 | 0
QDg | 1 | 25 | 10 | 0
QDg | 1 | 25 | 11 | 0
QDg | 1 | 25 | 12 | 0
QDg | 1 | 25 | 13 | 0
QDg | 1 | 25 | 14 | 0
QDg | 1 | 25 | 15 | 0
QDg | 1 | 25 | 16 | 0
QDg | 1 | 25 | 17 | 0
QDg | 1 | 25 | 18 | 0
QDg | 1 | 25 | 19 | 0
QDg | 1 | 25 | 20 | 0
QDg | 1 | 25 | 21 | 0
QDg | 1 | 25 | 22 | 0
QDg | 1 | 25 | 23 | 0
QDg | 1 | 25 | 24 | 0
QDg | 1 | 26 | 1 | 0
QDg | 1 | 26 | 2 | 0
QDg | 1 | 26 | 3 | 0
QDg | 1 | 26 | 4 | 0
QDg | 1 | 26 | 5 | 0
QDg | 1 | 26 | 6 | 0
QDg | 1 | 26 | 7 | 0
QDg | 1 | 26 | 8 | 0
QDg | 1 | 26 | 9 | 0
QDg | 1 | 26 | 10 | 0
QDg | 1 | 26 | 11 | 0
QDg | 1 | 26 | 12 | 0
QDg | 1 | 26 | 13 | 0
QDg | 1 | 26 | 14 | 0
QDg | 1 | 26 | 15 | 0
QDg | 1 | 26 | 16 | 0
QDg | 1 | 26 | 17 | 0
QDg | 1 | 26 | 18 | 0
QDg | 1 | 26 | 19 | 0
QDg | 1 | 26 | 20 | 0
QDg | 1 | 26 | 21 | 0
QDg | 1 | 26 | 22 | 0
QDg | 1 | 26 | 23 | 0
QDg | 1 | 26 | 24 | 0
QDg | 1 | 27 | 1 | 0
QDg | 1 | 27 | 2 | 0
QDg | 1 | 27 | 3 | 0
QDg | 1 | 27 | 4 | 0
QDg | 1 | 27 | 5 | 0
QDg | 1 | 27 | 6 | 0
QDg | 1 | 27 | 7 | 0
QDg | 1 | 27 | 8 | 0
QDg | 1 | 27 | 9 | 0
QDg | 1 | 27 | 10 | 0
QDg | 1 | 27 | 11 | 0
QDg | 1 | 27 | 12 | 0
QDg | 1 | 27 | 13 | 0
QDg | 1 | 27 | 14 | 0
QDg | 1 | 27 | 15 | 0
QDg | 1 | 27 | 16 | 0
QDg | 1 | 27 | 17 | 0
QDg | 1 | 27 | 18 | 0
QDg | 1 | 27 | 19 | 0
QDg | 1 | 27 | 20 | 0
QDg | 1 | 27 | 21 | 0
QDg | 1 | 27 | 22 | 0
QDg | 1 | 27 | 23 | 0
QDg | 1 | 27 | 24 | 0
QDg | 1 | 28 | 1 | 0
QDg | 1 | 28 | 2 | 0
QDg | 1 | 28 | 3 | 0
QDg | 1 | 28 | 4 | 0
QDg | 1 | 28 | 5 | 0
QDg | 1 | 28 | 6 | 0
QDg | 1 | 28 | 7 | 0
QDg | 1 | 28 | 8 | 0
QDg | 1 | 28 | 9 | 0
QDg | 1 | 28 | 10 | 0
QDg | 1 | 28 | 11 | 0
QDg | 1 | 28 | 12 | 0
QDg | 1 | 28 | 13 | 0
QDg | 1 | 28 | 14 | 0
QDg | 1 | 28 | 15 | 0
QDg | 1 | 28 | 16 | 0
QDg | 1 | 28 | 17 | 0
QDg | 1 | 28 | 18 | 0
QDg | 1 | 28 | 19 | 0
QDg | 1 | 28 | 20 | 0
QDg | 1 | 28 | 21 | 0
QDg | 1 | 28 | 22 | 0
QDg | 1 | 28 | 23 | 0
QDg | 1 | 28 | 24 | 0
QDg | 1 | 29 | 1 | 0
QDg | 1 | 29 | 2 | 0
QDg | 1 | 29 | 3 | 0
QDg | 1 | 29 | 4 | 0
QDg | 1 | 29 | 5 | 0
QDg | 1 | 29 | 6 | 0
QDg | 1 | 29 | 7 | 0
QDg | 1 | 29 | 8 | 0
QDg | 1 | 29 | 9 | 0
QDg | 1 | 29 | 10 | 0
QDg | 1 | 29 | 11 | 0
QDg | 1 | 29 | 12 | 0
QDg | 1 | 29 | 13 | 0
QDg | 1 | 29 | 14 | 0
QDg | 1 | 29 | 15 | 0
QDg | 1 | 29 | 16 | 0
QDg | 1 | 29 | 17 | 0
QDg | 1 | 29 | 18 | 0
QDg | 1 | 29 | 19 | 0
QDg | 1 | 29 | 20 | 0
QDg | 1 | 29 | 21 | 0
QDg | 1 | 29 | 22 | 0
QDg | 1 | 29 | 23 | 0
QDg | 1 | 29 | 24 | 0
QDg | 1 | 30 | 1 | 0
QDg | 1 | 30 | 2 | 0
QDg | 1 | 30 | 3 | 0
QDg | 1 | 30 | 4 | 0
QDg | 1 | 30 | 5 | 0
QDg | 1 | 30 | 6 | 0
QDg | 1 | 30 | 7 | 0
QDg | 1 | 30 | 8 | 0
QDg | 1 | 30 | 9 | 0
QDg | 1 | 30 | 10 | 0
QDg | 1 | 30 | 11 | 0
QDg | 1 | 30 | 12 | 0
QDg | 1 | 30 | 13 | 0
QDg | 1 | 30 | 14 | 0
QDg | 1 | 30 | 15 | 0
QDg | 1 | 30 | 16 | 0
QDg | 1 | 30 | 17 | 0
QDg | 1 | 30 | 18 | 0
QDg | 1 | 30 | 19 | 0
QDg | 1 | 30 | 20 | 0
QDg | 1 | 30 | 21 | 0
QDg | 1 | 30 | 22 | 0
QDg | 1 | 30 | 23 | 0
QDg | 1 | 30 | 24 | 0
QDg | 1 | 31 | 1 | 0
QDg | 1 | 31 | 2 | 0
QDg | 1 | 31 | 3 | 0
QDg | 1 | 31 | 4 | 0
QDg | 1 | 31 | 5 | 0
QDg | 1 | 31 | 6 | 0
QDg | 1 | 31 | 7 | 0
QDg | 1 | 31 | 8 | 0
QDg | 1 | 31 | 9 | 0
QDg | 1 | 31 | 10 | 0
QDg | 1 | 31 | 11 | 0
QDg | 1 | 31 | 12 | 0
QDg | 1 | 31 | 13 | 0
QDg | 1 | 31 | 14 | 0
QDg | 1 | 31 | 15 | 0
QDg | 1 | 31 | 16 | 0
QDg | 1 | 31 | 17 | 0
QDg | 1 | 31 | 18 | 0
QDg | 1 | 31 | 19 | 0
QDg | 1 | 31 | 20 | 0
QDg | 1 | 31 | 21 | 0
QDg | 1 | 31 | 22 | 0
QDg | 1 | 31 | 23 | 0
QDg | 1 | 31 | 24 | 0
QDg | 1 | 32 | 1 | 0
QDg | 1 | 32 | 2 | 0
QDg | 1 | 32 | 3 | 0
QDg | 1 | 32 | 4 | 0
QDg | 1 | 32 | 5 | 0
QDg | 1 | 32 | 6 | 0
QDg | 1 | 32 | 7 | 0
QDg | 1 | 32 | 8 | 0
QDg | 1 | 32 | 9 | 0
QDg | 1 | 32 | 10 | 0
QDg | 1 | 32 | 11 | 0
QDg | 1 | 32 | 12 | 0
QDg | 1 | 32 | 13 | 0
QDg | 1 | 32 | 14 | 0
QDg | 1 | 32 | 15 | 0
QDg | 1 | 32 | 16 | 0
QDg | 1 | 32 | 17 | 0
QDg | 1 | 32 | 18 | 0
QDg | 1 | 32 | 19 | 0
QDg | 1 | 32 | 20 | 0
QDg | 1 | 32 | 21 | 0
QDg | 1 | 32 | 22 | 0
QDg | 1 | 32 | 23 | 0
QDg | 1 | 32 | 24 | 0
QDg | 1 | 33 | 1 | 0
QDg | 1 | 33 | 2 | 0
QDg | 1 | 33 | 3 | 0
QDg | 1 | 33 | 4 | 0
QDg | 1 | 33 | 5 | 0
QDg | 1 | 33 | 6 | 0
QDg | 1 | 33 | 7 | 0
QDg | 1 | 33 | 8 | 0
QDg | 1 | 33 | 9 | 0
QDg | 1 | 33 | 10 | 0
QDg | 1 | 33 | 11 | 0
QDg | 1 | 33 | 12 | 0
QDg | 1 | 33 | 13 | 0
QDg | 1 | 33 | 14 | 0
QDg | 1 | 33 | 15 | 0
QDg | 1 | 33 | 16 | 0
QDg | 1 | 33 | 17 | 0
QDg | 1 | 33 | 18 | 0
QDg | 1 | 33 | 19 | 0
QDg | 1 | 33 | 20 | 0
QDg | 1 | 33 | 21 | 0
QDg | 1 | 33 | 22 | 0
QDg | 1 | 33 | 23 | 0
QDg | 1 | 33 | 24 | 0
QDg | 2 | 1 | 1 | 0
QDg | 2 | 1 | 2 | 0
QDg | 2 | 1 | 3 | 0
QDg | 2 | 1 | 4 | 0
QDg | 2 | 1 | 5 | 0
QDg | 2 | 1 | 6 | 0
QDg | 2 | 1 | 7 | 0
QDg | 2 | 1 | 8 | 0
QDg | 2 | 1 | 9 | 0
QDg | 2 | 1 | 10 | 0
QDg | 2 | 1 | 11 | 0
QDg | 2 | 1 | 12 | 0
QDg | 2 | 1 | 13 | 0
QDg | 2 | 1 | 14 | 0
QDg | 2 | 1 | 15 | 0
QDg | 2 | 1 | 16 | 0
QDg | 2 | 1 | 17 | 0
QDg | 2 | 1 | 18 | 0
QDg | 2 | 1 | 19 | 0
QDg | 2 | 1 | 20 | 0
QDg | 2 | 1 | 21 | 0
QDg | 2 | 1 | 22 | 0
QDg | 2 | 1 | 23 | 0
QDg | 2 | 1 | 24 | 0
QDg | 2 | 2 | 1 | 0
QDg | 2 | 2 | 2 | 0
QDg | 2 | 2 | 3 | 0
QDg | 2 | 2 | 4 | 0
QDg | 2 | 2 | 5 | 0
QDg | 2 | 2 | 6 | 0
QDg | 2 | 2 | 7 | 0
QDg | 2 | 2 | 8 | 0
QDg | 2 | 2 | 9 | 0
QDg | 2 | 2 | 10 | 0
QDg | 2 | 2 | 11 | 0
QDg | 2 | 2 | 12 | 0
QDg | 2 | 2 | 13 | 0
QDg | 2 | 2 | 14 | 0
QDg | 2 | 2 | 15 | 0
QDg | 2 | 2 | 16 | 0
QDg | 2 | 2 | 17 | 0
QDg | 2 | 2 | 18 | 0
QDg | 2 | 2 | 19 | 0
QDg | 2 | 2 | 20 | 0
QDg | 2 | 2 | 21 | 0
QDg | 2 | 2 | 22 | 0
QDg | 2 | 2 | 23 | 0
QDg | 2 | 2 | 24 | 0
QDg | 2 | 3 | 1 | 0
QDg | 2 | 3 | 2 | 0
QDg | 2 | 3 | 3 | 0
QDg | 2 | 3 | 4 | 0
QDg | 2 | 3 | 5 | 0
QDg | 2 | 3 | 6 | 0
QDg | 2 | 3 | 7 | 0
QDg | 2 | 3 | 8 | 0
QDg | 2 | 3 | 9 | 0
QDg | 2 | 3 | 10 | 0
QDg | 2 | 3 | 11 | 0
QDg | 2 | 3 | 12 | 0
QDg | 2 | 3 | 13 | 0
QDg | 2 | 3 | 14 | 0
QDg | 2 | 3 | 15 | 0
QDg | 2 | 3 | 16 | 0
QDg | 2 | 3 | 17 | 0
QDg | 2 | 3 | 18 | 0
QDg | 2 | 3 | 19 | 0
QDg | 2 | 3 | 20 | 0
QDg | 2 | 3 | 21 | 0
QDg | 2 | 3 | 22 | 0
QDg | 2 | 3 | 23 | 0
QDg | 2 | 3 | 24 | 0
QDg | 2 | 4 | 1 | 0
QDg | 2 | 4 | 2 | 0
QDg | 2 | 4 | 3 | 0
QDg | 2 | 4 | 4 | 0
QDg | 2 | 4 | 5 | 0
QDg | 2 | 4 | 6 | 0
QDg | 2 | 4 | 7 | 0
QDg | 2 | 4 | 8 | 0
QDg | 2 | 4 | 9 | 0
QDg | 2 | 4 | 10 | 0
QDg | 2 | 4 | 11 | 0
QDg | 2 | 4 | 12 | 0
QDg | 2 | 4 | 13 | 0
QDg | 2 | 4 | 14 | 0
QDg | 2 | 4 | 15 | 0
QDg | 2 | 4 | 16 | 0
QDg | 2 | 4 | 17 | 0
QDg | 2 | 4 | 18 | 0
QDg | 2 | 4 | 19 | 0
QDg | 2 | 4 | 20 | 0
QDg | 2 | 4 | 21 | 0
QDg | 2 | 4 | 22 | 0
QDg | 2 | 4 | 23 | 0
QDg | 2 | 4 | 24 | 0
QDg | 2 | 5 | 1 | 0
QDg | 2 | 5 | 2 | 0
QDg | 2 | 5 | 3 | 0
QDg | 2 | 5 | 4 | 0
QDg | 2 | 5 | 5 | 0
QDg | 2 | 5 | 6 | 0
QDg | 2 | 5 | 7 | 0
QDg | 2 | 5 | 8 | 0
QDg | 2 | 5 | 9 | 0
QDg | 2 | 5 | 10 | 0
QDg | 2 | 5 | 11 | 0
QDg | 2 | 5 | 12 | 0
QDg | 2 | 5 | 13 | 0
QDg | 2 | 5 | 14 | 0
QDg | 2 | 5 | 15 | 0
QDg | 2 | 5 | 16 | 0
QDg | 2 | 5 | 17 | 0
QDg | 2 | 5 | 18 | 0
QDg | 2 | 5 | 19 | 0
QDg | 2 | 5 | 20 | 0
QDg | 2 | 5 | 21 | 0
QDg | 2 | 5 | 22 | 0
QDg | 2 | 5 | 23 | 0
QDg | 2 | 5 | 24 | 0
QDg | 2 | 6 | 1 | 0
QDg | 2 | 6 | 2 | 0
QDg | 2 | 6 | 3 | 0
QDg | 2 | 6 | 4 | 0
QDg | 2 | 6 | 5 | 0
QDg | 2 | 6 | 6 | 0
QDg | 2 | 6 | 7 | 0
QDg | 2 | 6 | 8 | 0
QDg | 2 | 6 | 9 | 0
QDg | 2 | 6 | 10 | 0
QDg | 2 | 6 | 11 | 0
QDg | 2 | 6 | 12 | 0
QDg | 2 | 6 | 13 | 0
QDg | 2 | 6 | 14 | 0
QDg | 2 | 6 | 15 | 0
QDg | 2 | 6 | 16 | 0
QDg | 2 | 6 | 17 | 0
QDg | 2 | 6 | 18 | 0
QDg | 2 | 6 | 19 | 0
QDg | 2 | 6 | 20 | 0
QDg | 2 | 6 | 21 | 0
QDg | 2 | 6 | 22 | 0
QDg | 2 | 6 | 23 | 0
QDg | 2 | 6 | 24 | 0
QDg | 2 | 7 | 1 | 0
QDg | 2 | 7 | 2 | 0
QDg | 2 | 7 | 3 | 0
QDg | 2 | 7 | 4 | 0
QDg | 2 | 7 | 5 | 0
QDg | 2 | 7 | 6 | 0
QDg | 2 | 7 | 7 | 0
QDg | 2 | 7 | 8 | 0
QDg | 2 | 7 | 9 | 0
QDg | 2 | 7 | 10 | 0
QDg | 2 | 7 | 11 | 0
QDg | 2 | 7 | 12 | 0
QDg | 2 | 7 | 13 | 0
QDg | 2 | 7 | 14 | 0
QDg | 2 | 7 | 15 | 0
QDg | 2 | 7 | 16 | 0
QDg | 2 | 7 | 17 | 0
QDg | 2 | 7 | 18 | 0
QDg | 2 | 7 | 19 | 0
QDg | 2 | 7 | 20 | 0
QDg | 2 | 7 | 21 | 0
QDg | 2 | 7 | 22 | 0
QDg | 2 | 7 | 23 | 0
QDg | 2 | 7 | 24 | 0
QDg | 2 | 8 | 1 | 0
QDg | 2 | 8 | 2 | 0
QDg | 2 | 8 | 3 | 0
QDg | 2 | 8 | 4 | 0
QDg | 2 | 8 | 5 | 0
QDg | 2 | 8 | 6 | 0
QDg | 2 | 8 | 7 | 0
QDg | 2 | 8 | 8 | 0
QDg | 2 | 8 | 9 | 0
QDg | 2 | 8 | 10 | 0
QDg | 2 | 8 | 11 | 0
QDg | 2 | 8 | 12 | 0
QDg | 2 | 8 | 13 | 0
QDg | 2 | 8 | 14 | 0
QDg | 2 | 8 | 15 | 0
QDg | 2 | 8 | 16 | 0
QDg | 2 | 8 | 17 | 0
QDg | 2 | 8 | 18 | 0
QDg | 2 | 8 | 19 | 0
QDg | 2 | 8 | 20 | 0
QDg | 2 | 8 | 21 | 0
QDg | 2 | 8 | 22 | 0
QDg | 2 | 8 | 23 | 0
QDg | 2 | 8 | 24 | 0
QDg | 2 | 9 | 1 | 0
QDg | 2 | 9 | 2 | 0
QDg | 2 | 9 | 3 | 0
QDg | 2 | 9 | 4 | 0
QDg | 2 | 9 | 5 | 0
QDg | 2 | 9 | 6 | 0
QDg | 2 | 9 | 7 | 0
QDg | 2 | 9 | 8 | 0
QDg | 2 | 9 | 9 | 0
QDg | 2 | 9 | 10 | 0
QDg | 2 | 9 | 11 | 0
QDg | 2 | 9 | 12 | 0
QDg | 2 | 9 | 13 | 0
QDg | 2 | 9 | 14 | 0
QDg | 2 | 9 | 15 | 0
QDg | 2 | 9 | 16 | 0
QDg | 2 | 9 | 17 | 0
QDg | 2 | 9 | 18 | 0
QDg | 2 | 9 | 19 | 0
QDg | 2 | 9 | 20 | 0
QDg | 2 | 9 | 21 | 0
QDg | 2 | 9 | 22 | 0
QDg | 2 | 9 | 23 | 0
QDg | 2 | 9 | 24 | 0
QDg | 2 | 10 | 1 | 0
QDg | 2 | 10 | 2 | 0
QDg | 2 | 10 | 3 | 0
QDg | 2 | 10 | 4 | 0
QDg | 2 | 10 | 5 | 0
QDg | 2 | 10 | 6 | 0
QDg | 2 | 10 | 7 | 0
QDg | 2 | 10 | 8 | 0
QDg | 2 | 10 | 9 | 0
QDg | 2 | 10 | 10 | 0
QDg | 2 | 10 | 11 | 0
QDg | 2 | 10 | 12 | 0
QDg | 2 | 10 | 13 | 0
QDg | 2 | 10 | 14 | 0
QDg | 2 | 10 | 15 | 0
QDg | 2 | 10 | 16 | 0
QDg | 2 | 10 | 17 | 0
QDg | 2 | 10 | 18 | 0
QDg | 2 | 10 | 19 | 0
QDg | 2 | 10 | 20 | 0
QDg | 2 | 10 | 21 | 0
QDg | 2 | 10 | 22 | 0
QDg | 2 | 10 | 23 | 0
QDg | 2 | 10 | 24 | 0
QDg | 2 | 11 | 1 | 0
QDg | 2 | 11 | 2 | 0
QDg | 2 | 11 | 3 | 0
QDg | 2 | 11 | 4 | 0
QDg | 2 | 11 | 5 | 0
QDg | 2 | 11 | 6 | 0
QDg | 2 | 11 | 7 | 0
QDg | 2 | 11 | 8 | 0
QDg | 2 | 11 | 9 | 0
QDg | 2 | 11 | 10 | 0
QDg | 2 | 11 | 11 | 0
QDg | 2 | 11 | 12 | 0
QDg | 2 | 11 | 13 | 0
QDg | 2 | 11 | 14 | 0
QDg | 2 | 11 | 15 | 0
QDg | 2 | 11 | 16 | 0
QDg | 2 | 11 | 17 | 0
QDg | 2 | 11 | 18 | 0
QDg | 2 | 11 | 19 | 0
QDg | 2 | 11 | 20 | 0
QDg | 2 | 11 | 21 | 0
QDg | 2 | 11 | 22 | 0
QDg | 2 | 11 | 23 | 0
QDg | 2 | 11 | 24 | 0
QDg | 2 | 12 | 1 | 0
QDg | 2 | 12 | 2 | 0
QDg | 2 | 12 | 3 | 0
QDg | 2 | 12 | 4 | 0
QDg | 2 | 12 | 5 | 0
QDg | 2 | 12 | 6 | 0
QDg | 2 | 12 | 7 | 0
QDg | 2 | 12 | 8 | 0
QDg | 2 | 12 | 9 | 0
QDg | 2 | 12 | 10 | 0
QDg | 2 | 12 | 11 | 0
QDg | 2 | 12 | 12 | 0
QDg | 2 | 12 | 13 | 0
QDg | 2 | 12 | 14 | 0
QDg | 2 | 12 | 15 | 0
QDg | 2 | 12 | 16 | 0
QDg | 2 | 12 | 17 | 0
QDg | 2 | 12 | 18 | 0
QDg | 2 | 12 | 19 | 0
QDg | 2 | 12 | 20 | 0
QDg | 2 | 12 | 21 | 0
QDg | 2 | 12 | 22 | 0
QDg | 2 | 12 | 23 | 0
QDg | 2 | 12 | 24 | 0
QDg | 2 | 13 | 1 | 0
QDg | 2 | 13 | 2 | 0
QDg | 2 | 13 | 3 | 0
QDg | 2 | 13 | 4 | 0
QDg | 2 | 13 | 5 | 0
QDg | 2 | 13 | 6 | 0
QDg | 2 | 13 | 7 | 0
QDg | 2 | 13 | 8 | 0
QDg | 2 | 13 | 9 | 0
QDg | 2 | 13 | 10 | 0
QDg | 2 | 13 | 11 | 0
QDg | 2 | 13 | 12 | 0
QDg | 2 | 13 | 13 | 0
QDg | 2 | 13 | 14 | 0
QDg | 2 | 13 | 15 | 0
QDg | 2 | 13 | 16 | 0
QDg | 2 | 13 | 17 | 0
QDg | 2 | 13 | 18 | 0
QDg | 2 | 13 | 19 | 0
QDg | 2 | 13 | 20 | 0
QDg | 2 | 13 | 21 | 0
QDg | 2 | 13 | 22 | 0
QDg | 2 | 13 | 23 | 0
QDg | 2 | 13 | 24 | 0
QDg | 2 | 14 | 1 | 0
QDg | 2 | 14 | 2 | 0
QDg | 2 | 14 | 3 | 0
QDg | 2 | 14 | 4 | 0
QDg | 2 | 14 | 5 | 0
QDg | 2 | 14 | 6 | 0
QDg | 2 | 14 | 7 | 0
QDg | 2 | 14 | 8 | 0
QDg | 2 | 14 | 9 | 0
QDg | 2 | 14 | 10 | 0
QDg | 2 | 14 | 11 | 0
QDg | 2 | 14 | 12 | 0
QDg | 2 | 14 | 13 | 0
QDg | 2 | 14 | 14 | 0
QDg | 2 | 14 | 15 | 0
QDg | 2 | 14 | 16 | 0
QDg | 2 | 14 | 17 | 0
QDg | 2 | 14 | 18 | 0
QDg | 2 | 14 | 19 | 0
QDg | 2 | 14 | 20 | 0
QDg | 2 | 14 | 21 | 0
QDg | 2 | 14 | 22 | 0
QDg | 2 | 14 | 23 | 0
QDg | 2 | 14 | 24 | 0
QDg | 2 | 15 | 1 | 0
QDg | 2 | 15 | 2 | 0
QDg | 2 | 15 | 3 | 0
QDg | 2 | 15 | 4 | 0
QDg | 2 | 15 | 5 | 0
QDg | 2 | 15 | 6 | 0
QDg | 2 | 15 | 7 | 0
QDg | 2 | 15 | 8 | 0
QDg | 2 | 15 | 9 | 0
QDg | 2 | 15 | 10 | 0
QDg | 2 | 15 | 11 | 0
QDg | 2 | 15 | 12 | 0
QDg | 2 | 15 | 13 | 0
QDg | 2 | 15 | 14 | 0
QDg | 2 | 15 | 15 | 0
QDg | 2 | 15 | 16 | 0
QDg | 2 | 15 | 17 | 0
QDg | 2 | 15 | 18 | 0
QDg | 2 | 15 | 19 | 0
QDg | 2 | 15 | 20 | 0
QDg | 2 | 15 | 21 | 0
QDg | 2 | 15 | 22 | 0
QDg | 2 | 15 | 23 | 0
QDg | 2 | 15 | 24 | 0
QDg | 2 | 16 | 1 | 0
QDg | 2 | 16 | 2 | 0
QDg | 2 | 16 | 3 | 0
QDg | 2 | 16 | 4 | 0
QDg | 2 | 16 | 5 | 0
QDg | 2 | 16 | 6 | 0
QDg | 2 | 16 | 7 | 0
QDg | 2 | 16 | 8 | 0
QDg | 2 | 16 | 9 | 0
QDg | 2 | 16 | 10 | 0
QDg | 2 | 16 | 11 | 0
QDg | 2 | 16 | 12 | 0
QDg | 2 | 16 | 13 | 0
QDg | 2 | 16 | 14 | 0
QDg | 2 | 16 | 15 | 0
QDg | 2 | 16 | 16 | 0
QDg | 2 | 16 | 17 | 0
QDg | 2 | 16 | 18 | 0
QDg | 2 | 16 | 19 | 0
QDg | 2 | 16 | 20 | 0
QDg | 2 | 16 | 21 | 0
QDg | 2 | 16 | 22 | 0
QDg | 2 | 16 | 23 | 0
QDg | 2 | 16 | 24 | 0
QDg | 2 | 17 | 1 | 0
QDg | 2 | 17 | 2 | 0
QDg | 2 | 17 | 3 | 0
QDg | 2 | 17 | 4 | 0
QDg | 2 | 17 | 5 | 0
QDg | 2 | 17 | 6 | 0
QDg | 2 | 17 | 7 | 0
QDg | 2 | 17 | 8 | 0
QDg | 2 | 17 | 9 | 0
QDg | 2 | 17 | 10 | 0
QDg | 2 | 17 | 11 | 0
QDg | 2 | 17 | 12 | 0
QDg | 2 | 17 | 13 | 0
QDg | 2 | 17 | 14 | 0
QDg | 2 | 17 | 15 | 0
QDg | 2 | 17 | 16 | 0
QDg | 2 | 17 | 17 | 0
QDg | 2 | 17 | 18 | 0
QDg | 2 | 17 | 19 | 0
QDg | 2 | 17 | 20 | 0
QDg | 2 | 17 | 21 | 0
QDg | 2 | 17 | 22 | 0
QDg | 2 | 17 | 23 | 0
QDg | 2 | 17 | 24 | 0
QDg | 2 | 18 | 1 | 0
QDg | 2 | 18 | 2 | 0
QDg | 2 | 18 | 3 | 0
QDg | 2 | 18 | 4 | 0
QDg | 2 | 18 | 5 | 0
QDg | 2 | 18 | 6 | 0.00058824
QDg | 2 | 18 | 7 | 0.00058824
QDg | 2 | 18 | 8 | 0.0011765
QDg | 2 | 18 | 9 | 0.0029412
QDg | 2 | 18 | 10 | 0.0047059
QDg | 2 | 18 | 11 | 0.0070588
QDg | 2 | 18 | 12 | 0.0088235
QDg | 2 | 18 | 13 | 0.01
QDg | 2 | 18 | 14 | 0.0088235
QDg | 2 | 18 | 15 | 0.0082353
QDg | 2 | 18 | 16 | 0.0058824
QDg | 2 | 18 | 17 | 0.0047059
QDg | 2 | 18 | 18 | 0.0029412
QDg | 2 | 18 | 19 | 0.0011765
QDg | 2 | 18 | 20 | 0
QDg | 2 | 18 | 21 | 0
QDg | 2 | 18 | 22 | 0
QDg | 2 | 18 | 23 | 0
QDg | 2 | 18 | 24 | 0
QDg | 2 | 19 | 1 | 0
QDg | 2 | 19 | 2 | 0
QDg | 2 | 19 | 3 | 0
QDg | 2 | 19 | 4 | 0
QDg | 2 | 19 | 5 | 0
QDg | 2 | 19 | 6 | 0
QDg | 2 | 19 | 7 | 0
QDg | 2 | 19 | 8 | 0
QDg | 2 | 19 | 9 | 0
QDg | 2 | 19 | 10 | 0
QDg | 2 | 19 | 11 | 0
QDg | 2 | 19 | 12 | 0
QDg | 2 | 19 | 13 | 0
QDg | 2 | 19 | 14 | 0
QDg | 2 | 19 | 15 | 0
QDg | 2 | 19 | 16 | 0
QDg | 2 | 19 | 17 | 0
QDg | 2 | 19 | 18 | 0
QDg | 2 | 19 | 19 | 0
QDg | 2 | 19 | 20 | 0
QDg | 2 | 19 | 21 | 0
QDg | 2 | 19 | 22 | 0
QDg | 2 | 19 | 23 | 0
QDg | 2 | 19 | 24 | 0
QDg | 2 | 20 | 1 | 0
QDg | 2 | 20 | 2 | 0
QDg | 2 | 20 | 3 | 0
QDg | 2 | 20 | 4 | 0
QDg | 2 | 20 | 5 | 0
QDg | 2 | 20 | 6 | 0
QDg | 2 | 20 | 7 | 0
QDg | 2 | 20 | 8 | 0
QDg | 2 | 20 | 9 | 0
QDg | 2 | 20 | 10 | 0
QDg | 2 | 20 | 11 | 0
QDg | 2 | 20 | 12 | 0
QDg | 2 | 20 | 13 | 0
QDg | 2 | 20 | 14 | 0
QDg | 2 | 20 | 15 | 0
QDg | 2 | 20 | 16 | 0
QDg | 2 | 20 | 17 | 0
QDg | 2 | 20 | 18 | 0
QDg | 2 | 20 | 19 | 0
QDg | 2 | 20 | 20 | 0
QDg | 2 | 20 | 21 | 0
QDg | 2 | 20 | 22 | 0
QDg | 2 | 20 | 23 | 0
QDg | 2 | 20 | 24 | 0
QDg | 2 | 21 | 1 | 0
QDg | 2 | 21 | 2 | 0
QDg | 2 | 21 | 3 | 0
QDg | 2 | 21 | 4 | 0
QDg | 2 | 21 | 5 | 0
QDg | 2 | 21 | 6 | 0
QDg | 2 | 21 | 7 | 0
QDg | 2 | 21 | 8 | 0
QDg | 2 | 21 | 9 | 0
QDg | 2 | 21 | 10 | 0
QDg | 2 | 21 | 11 | 0
QDg | 2 | 21 | 12 | 0
QDg | 2 | 21 | 13 | 0
QDg | 2 | 21 | 14 | 0
QDg | 2 | 21 | 15 | 0
QDg | 2 | 21 | 16 | 0
QDg | 2 | 21 | 17 | 0
QDg | 2 | 21 | 18 | 0
QDg | 2 | 21 | 19 | 0
QDg | 2 | 21 | 20 | 0
QDg | 2 | 21 | 21 | 0
QDg | 2 | 21 | 22 | 0
QDg | 2 | 21 | 23 | 0
QDg | 2 | 21 | 24 | 0
QDg | 2 | 22 | 1 | 0
QDg | 2 | 22 | 2 | 0
QDg | 2 | 22 | 3 | 0
QDg | 2 | 22 | 4 | 0
QDg | 2 | 22 | 5 | 0
QDg | 2 | 22 | 6 | 0
QDg | 2 | 22 | 7 | 0
QDg | 2 | 22 | 8 | 0
QDg | 2 | 22 | 9 | 0
QDg | 2 | 22 | 10 | 0
QDg | 2 | 22 | 11 | 0
QDg | 2 | 22 | 12 | 0
QDg | 2 | 22 | 13 | 0
QDg | 2 | 22 | 14 | 0
QDg | 2 | 22 | 15 | 0
QDg | 2 | 22 | 16 | 0
QDg | 2 | 22 | 17 | 0
QDg | 2 | 22 | 18 | 0
QDg | 2 | 22 | 19 | 0
QDg | 2 | 22 | 20 | 0
QDg | 2 | 22 | 21 | 0
QDg | 2 | 22 | 22 | 0
QDg | 2 | 22 | 23 | 0
QDg | 2 | 22 | 24 | 0
QDg | 2 | 23 | 1 | 0
QDg | 2 | 23 | 2 | 0
QDg | 2 | 23 | 3 | 0
QDg | 2 | 23 | 4 | 0
QDg | 2 | 23 | 5 | 0
QDg | 2 | 23 | 6 | 0
QDg | 2 | 23 | 7 | 0
QDg | 2 | 23 | 8 | 0
QDg | 2 | 23 | 9 | 0
QDg | 2 | 23 | 10 | 0
QDg | 2 | 23 | 11 | 0
QDg | 2 | 23 | 12 | 0
QDg | 2 | 23 | 13 | 0
QDg | 2 | 23 | 14 | 0
QDg | 2 | 23 | 15 | 0
QDg | 2 | 23 | 16 | 0
QDg | 2 | 23 | 17 | 0
QDg | 2 | 23 | 18 | 0
QDg | 2 | 23 | 19 | 0
QDg | 2 | 23 | 20 | 0
QDg | 2 | 23 | 21 | 0
QDg | 2 | 23 | 22 | 0
QDg | 2 | 23 | 23 | 0
QDg | 2 | 23 | 24 | 0
QDg | 2 | 24 | 1 | 0
QDg | 2 | 24 | 2 | 0
QDg | 2 | 24 | 3 | 0
QDg | 2 | 24 | 4 | 0
QDg | 2 | 24 | 5 | 0
QDg | 2 | 24 | 6 | 0
QDg | 2 | 24 | 7 | 0
QDg | 2 | 24 | 8 | 0
QDg | 2 | 24 | 9 | 0
QDg | 2 | 24 | 10 | 0
QDg | 2 | 24 | 11 | 0
QDg | 2 | 24 | 12 | 0
QDg | 2 | 24 | 13 | 0
QDg | 2 | 24 | 14 | 0
QDg | 2 | 24 | 15 | 0
QDg | 2 | 24 | 16 | 0
QDg | 2 | 24 | 17 | 0
QDg | 2 | 24 | 18 | 0
QDg | 2 | 24 | 19 | 0
QDg | 2 | 24 | 20 | 0
QDg | 2 | 24 | 21 | 0
QDg | 2 | 24 | 22 | 0
QDg | 2 | 24 | 23 | 0
QDg | 2 | 24 | 24 | 0
QDg | 2 | 25 | 1 | 0
QDg | 2 | 25 | 2 | 0
QDg | 2 | 25 | 3 | 0
QDg | 2 | 25 | 4 | 0
QDg | 2 | 25 | 5 | 0
QDg | 2 | 25 | 6 | 0
QDg | 2 | 25 | 7 | 0
QDg | 2 | 25 | 8 | 0
QDg | 2 | 25 | 9 | 0
QDg | 2 | 25 | 10 | 0
QDg | 2 | 25 | 11 | 0
QDg | 2 | 25 | 12 | 0
QDg | 2 | 25 | 13 | 0
QDg | 2 | 25 | 14 | 0
QDg | 2 | 25 | 15 | 0
QDg | 2 | 25 | 16 | 0
QDg | 2 | 25 | 17 | 0
QDg | 2 | 25 | 18 | 0
QDg | 2 | 25 | 19 | 0
QDg | 2 | 25 | 20 | 0
QDg | 2 | 25 | 21 | 0
QDg | 2 | 25 | 22 | 0
QDg | 2 | 25 | 23 | 0
QDg | 2 | 25 | 24 | 0
QDg | 2 | 26 | 1 | 0
QDg | 2 | 26 | 2 | 0
QDg | 2 | 26 | 3 | 0
QDg | 2 | 26 | 4 | 0
QDg | 2 | 26 | 5 | 0
QDg | 2 | 26 | 6 | 0
QDg | 2 | 26 | 7 | 0
QDg | 2 | 26 | 8 | 0
QDg | 2 | 26 | 9 | 0
QDg | 2 | 26 | 10 | 0
QDg | 2 | 26 | 11 | 0
QDg | 2 | 26 | 12 | 0
QDg | 2 | 26 | 13 | 0
QDg | 2 | 26 | 14 | 0
QDg | 2 | 26 | 15 | 0
QDg | 2 | 26 | 16 | 0
QDg | 2 | 26 | 17 | 0
QDg | 2 | 26 | 18 | 0
QDg | 2 | 26 | 19 | 0
QDg | 2 | 26 | 20 | 0
QDg | 2 | 26 | 21 | 0
QDg | 2 | 26 | 22 | 0
QDg | 2 | 26 | 23 | 0
QDg | 2 | 26 | 24 | 0
QDg | 2 | 27 | 1 | 0
QDg | 2 | 27 | 2 | 0
QDg | 2 | 27 | 3 | 0
QDg | 2 | 27 | 4 | 0
QDg | 2 | 27 | 5 | 0
QDg | 2 | 27 | 6 | 0
QDg | 2 | 27 | 7 | 0
QDg | 2 | 27 | 8 | 0
QDg | 2 | 27 | 9 | 0
QDg | 2 | 27 | 10 | 0
QDg | 2 | 27 | 11 | 0
QDg | 2 | 27 | 12 | 0
QDg | 2 | 27 | 13 | 0
QDg | 2 | 27 | 14 | 0
QDg | 2 | 27 | 15 | 0
QDg | 2 | 27 | 16 | 0
QDg | 2 | 27 | 17 | 0
QDg | 2 | 27 | 18 | 0
QDg | 2 | 27 | 19 | 0
QDg | 2 | 27 | 20 | 0
QDg | 2 | 27 | 21 | 0
QDg | 2 | 27 | 22 | 0
QDg | 2 | 27 | 23 | 0
QDg | 2 | 27 | 24 | 0
QDg | 2 | 28 | 1 | 0
QDg | 2 | 28 | 2 | 0
QDg | 2 | 28 | 3 | 0
QDg | 2 | 28 | 4 | 0
QDg | 2 | 28 | 5 | 0
QDg | 2 | 28 | 6 | 0
QDg | 2 | 28 | 7 | 0
QDg | 2 | 28 | 8 | 0
QDg | 2 | 28 | 9 | 0
QDg | 2 | 28 | 10 | 0
QDg | 2 | 28 | 11 | 0
QDg | 2 | 28 | 12 | 0
QDg | 2 | 28 | 13 | 0
QDg | 2 | 28 | 14 | 0
QDg | 2 | 28 | 15 | 0
QDg | 2 | 28 | 16 | 0
QDg | 2 | 28 | 17 | 0
QDg | 2 | 28 | 18 | 0
QDg | 2 | 28 | 19 | 0
QDg | 2 | 28 | 20 | 0
QDg | 2 | 28 | 21 | 0
QDg | 2 | 28 | 22 | 0
QDg | 2 | 28 | 23 | 0
QDg | 2 | 28 | 24 | 0
QDg | 2 | 29 | 1 | 0
QDg | 2 | 29 | 2 | 0
QDg | 2 | 29 | 3 | 0
QDg | 2 | 29 | 4 | 0
QDg | 2 | 29 | 5 | 0
QDg | 2 | 29 | 6 | 0
QDg | 2 | 29 | 7 | 0
QDg | 2 | 29 | 8 | 0
QDg | 2 | 29 | 9 | 0
QDg | 2 | 29 | 10 | 0
QDg | 2 | 29 | 11 | 0
QDg | 2 | 29 | 12 | 0
QDg | 2 | 29 | 13 | 0
QDg | 2 | 29 | 14 | 0
QDg | 2 | 29 | 15 | 0
QDg | 2 | 29 | 16 | 0
QDg | 2 | 29 | 17 | 0
QDg | 2 | 29 | 18 | 0
QDg | 2 | 29 | 19 | 0
QDg | 2 | 29 | 20 | 0
QDg | 2 | 29 | 21 | 0
QDg | 2 | 29 | 22 | 0
QDg | 2 | 29 | 23 | 0
QDg | 2 | 29 | 24 | 0
QDg | 2 | 30 | 1 | 0
QDg | 2 | 30 | 2 | 0
QDg | 2 | 30 | 3 | 0
QDg | 2 | 30 | 4 | 0
QDg | 2 | 30 | 5 | 0
QDg | 2 | 30 | 6 | 0
QDg | 2 | 30 | 7 | 0
QDg | 2 | 30 | 8 | 0
QDg | 2 | 30 | 9 | 0
QDg | 2 | 30 | 10 | 0
QDg | 2 | 30 | 11 | 0
QDg | 2 | 30 | 12 | 0
QDg | 2 | 30 | 13 | 0
QDg | 2 | 30 | 14 | 0
QDg | 2 | 30 | 15 | 0
QDg | 2 | 30 | 16 | 0
QDg | 2 | 30 | 17 | 0
QDg | 2 | 30 | 18 | 0
QDg | 2 | 30 | 19 | 0
QDg | 2 | 30 | 20 | 0
QDg | 2 | 30 | 21 | 0
QDg | 2 | 30 | 22 | 0
QDg | 2 | 30 | 23 | 0
QDg | 2 | 30 | 24 | 0
QDg | 2 | 31 | 1 | 0
QDg | 2 | 31 | 2 | 0
QDg | 2 | 31 | 3 | 0
QDg | 2 | 31 | 4 | 0
QDg | 2 | 31 | 5 | 0
QDg | 2 | 31 | 6 | 0
QDg | 2 | 31 | 7 | 0
QDg | 2 | 31 | 8 | 0
QDg | 2 | 31 | 9 | 0
QDg | 2 | 31 | 10 | 0
QDg | 2 | 31 | 11 | 0
QDg | 2 | 31 | 12 | 0
QDg | 2 | 31 | 13 | 0
QDg | 2 | 31 | 14 | 0
QDg | 2 | 31 | 15 | 0
QDg | 2 | 31 | 16 | 0
QDg | 2 | 31 | 17 | 0
QDg | 2 | 31 | 18 | 0
QDg | 2 | 31 | 19 | 0
QDg | 2 | 31 | 20 | 0
QDg | 2 | 31 | 21 | 0
QDg | 2 | 31 | 22 | 0
QDg | 2 | 31 | 23 | 0
QDg | 2 | 31 | 24 | 0
QDg | 2 | 32 | 1 | 0
QDg | 2 | 32 | 2 | 0
QDg | 2 | 32 | 3 | 0
QDg | 2 | 32 | 4 | 0
QDg | 2 | 32 | 5 | 0
QDg | 2 | 32 | 6 | 0
QDg | 2 | 32 | 7 | 0
QDg | 2 | 32 | 8 | 0
QDg | 2 | 32 | 9 | 0
QDg | 2 | 32 | 10 | 0
QDg | 2 | 32 | 11 | 0
QDg | 2 | 32 | 12 | 0
QDg | 2 | 32 | 13 | 0
QDg | 2 | 32 | 14 | 0
QDg | 2 | 32 | 15 | 0
QDg | 2 | 32 | 16 | 0
QDg | 2 | 32 | 17 | 0
QDg | 2 | 32 | 18 | 0
QDg | 2 | 32 | 19 | 0
QDg | 2 | 32 | 20 | 0
QDg | 2 | 32 | 21 | 0
QDg | 2 | 32 | 22 | 0
QDg | 2 | 32 | 23 | 0
QDg | 2 | 32 | 24 | 0
QDg | 2 | 33 | 1 | 0
QDg | 2 | 33 | 2 | 0
QDg | 2 | 33 | 3 | 0
QDg | 2 | 33 | 4 | 0
QDg | 2 | 33 | 5 | 0
QDg | 2 | 33 | 6 | 0
QDg | 2 | 33 | 7 | 0
QDg | 2 | 33 | 8 | 0
QDg | 2 | 33 | 9 | 0
QDg | 2 | 33 | 10 | 0
QDg | 2 | 33 | 11 | 0
QDg | 2 | 33 | 12 | 0
QDg | 2 | 33 | 13 | 0
QDg | 2 | 33 | 14 | 0
QDg | 2 | 33 | 15 | 0
QDg | 2 | 33 | 16 | 0
QDg | 2 | 33 | 17 | 0
QDg | 2 | 33 | 18 | 0
QDg | 2 | 33 | 19 | 0
QDg | 2 | 33 | 20 | 0
QDg | 2 | 33 | 21 | 0
QDg | 2 | 33 | 22 | 0
QDg | 2 | 33 | 23 | 0
QDg | 2 | 33 | 24 | 0
QDg | 3 | 1 | 1 | 0
QDg | 3 | 1 | 2 | 0
QDg | 3 | 1 | 3 | 0
QDg | 3 | 1 | 4 | 0
QDg | 3 | 1 | 5 | 0
QDg | 3 | 1 | 6 | 0
QDg | 3 | 1 | 7 | 0
QDg | 3 | 1 | 8 | 0
QDg | 3 | 1 | 9 | 0
QDg | 3 | 1 | 10 | 0
QDg | 3 | 1 | 11 | 0
QDg | 3 | 1 | 12 | 0
QDg | 3 | 1 | 13 | 0
QDg | 3 | 1 | 14 | 0
QDg | 3 | 1 | 15 | 0
QDg | 3 | 1 | 16 | 0
QDg | 3 | 1 | 17 | 0
QDg | 3 | 1 | 18 | 0
QDg | 3 | 1 | 19 | 0
QDg | 3 | 1 | 20 | 0
QDg | 3 | 1 | 21 | 0
QDg | 3 | 1 | 22 | 0
QDg | 3 | 1 | 23 | 0
QDg | 3 | 1 | 24 | 0
QDg | 3 | 2 | 1 | 0
QDg | 3 | 2 | 2 | 0
QDg | 3 | 2 | 3 | 0
QDg | 3 | 2 | 4 | 0
QDg | 3 | 2 | 5 | 0
QDg | 3 | 2 | 6 | 0
QDg | 3 | 2 | 7 | 0
QDg | 3 | 2 | 8 | 0
QDg | 3 | 2 | 9 | 0
QDg | 3 | 2 | 10 | 0
QDg | 3 | 2 | 11 | 0
QDg | 3 | 2 | 12 | 0
QDg | 3 | 2 | 13 | 0
QDg | 3 | 2 | 14 | 0
QDg | 3 | 2 | 15 | 0
QDg | 3 | 2 | 16 | 0
QDg | 3 | 2 | 17 | 0
QDg | 3 | 2 | 18 | 0
QDg | 3 | 2 | 19 | 0
QDg | 3 | 2 | 20 | 0
QDg | 3 | 2 | 21 | 0
QDg | 3 | 2 | 22 | 0
QDg | 3 | 2 | 23 | 0
QDg | 3 | 2 | 24 | 0
QDg | 3 | 3 | 1 | 0
QDg | 3 | 3 | 2 | 0
QDg | 3 | 3 | 3 | 0
QDg | 3 | 3 | 4 | 0
QDg | 3 | 3 | 5 | 0
QDg | 3 | 3 | 6 | 0
QDg | 3 | 3 | 7 | 0
QDg | 3 | 3 | 8 | 0
QDg | 3 | 3 | 9 | 0
QDg | 3 | 3 | 10 | 0
QDg | 3 | 3 | 11 | 0
QDg | 3 | 3 | 12 | 0
QDg | 3 | 3 | 13 | 0
QDg | 3 | 3 | 14 | 0
QDg | 3 | 3 | 15 | 0
QDg | 3 | 3 | 16 | 0
QDg | 3 | 3 | 17 | 0
QDg | 3 | 3 | 18 | 0
QDg | 3 | 3 | 19 | 0
QDg | 3 | 3 | 20 | 0
QDg | 3 | 3 | 21 | 0
QDg | 3 | 3 | 22 | 0
QDg | 3 | 3 | 23 | 0
QDg | 3 | 3 | 24 | 0
QDg | 3 | 4 | 1 | 0
QDg | 3 | 4 | 2 | 0
QDg | 3 | 4 | 3 | 0
QDg | 3 | 4 | 4 | 0
QDg | 3 | 4 | 5 | 0
QDg | 3 | 4 | 6 | 0
QDg | 3 | 4 | 7 | 0
QDg | 3 | 4 | 8 | 0
QDg | 3 | 4 | 9 | 0
QDg | 3 | 4 | 10 | 0
QDg | 3 | 4 | 11 | 0
QDg | 3 | 4 | 12 | 0
QDg | 3 | 4 | 13 | 0
QDg | 3 | 4 | 14 | 0
QDg | 3 | 4 | 15 | 0
QDg | 3 | 4 | 16 | 0
QDg | 3 | 4 | 17 | 0
QDg | 3 | 4 | 18 | 0
QDg | 3 | 4 | 19 | 0
QDg | 3 | 4 | 20 | 0
QDg | 3 | 4 | 21 | 0
QDg | 3 | 4 | 22 | 0
QDg | 3 | 4 | 23 | 0
QDg | 3 | 4 | 24 | 0
QDg | 3 | 5 | 1 | 0
QDg | 3 | 5 | 2 | 0
QDg | 3 | 5 | 3 | 0
QDg | 3 | 5 | 4 | 0
QDg | 3 | 5 | 5 | 0
QDg | 3 | 5 | 6 | 0
QDg | 3 | 5 | 7 | 0
QDg | 3 | 5 | 8 | 0
QDg | 3 | 5 | 9 | 0
QDg | 3 | 5 | 10 | 0
QDg | 3 | 5 | 11 | 0
QDg | 3 | 5 | 12 | 0
QDg | 3 | 5 | 13 | 0
QDg | 3 | 5 | 14 | 0
QDg | 3 | 5 | 15 | 0
QDg | 3 | 5 | 16 | 0
QDg | 3 | 5 | 17 | 0
QDg | 3 | 5 | 18 | 0
QDg | 3 | 5 | 19 | 0
QDg | 3 | 5 | 20 | 0
QDg | 3 | 5 | 21 | 0
QDg | 3 | 5 | 22 | 0
QDg | 3 | 5 | 23 | 0
QDg | 3 | 5 | 24 | 0
QDg | 3 | 6 | 1 | 0
QDg | 3 | 6 | 2 | 0
QDg | 3 | 6 | 3 | 0
QDg | 3 | 6 | 4 | 0
QDg | 3 | 6 | 5 | 0
QDg | 3 | 6 | 6 | 0
QDg | 3 | 6 | 7 | 0
QDg | 3 | 6 | 8 | 0
QDg | 3 | 6 | 9 | 0
QDg | 3 | 6 | 10 | 0
QDg | 3 | 6 | 11 | 0
QDg | 3 | 6 | 12 | 0
QDg | 3 | 6 | 13 | 0
QDg | 3 | 6 | 14 | 0
QDg | 3 | 6 | 15 | 0
QDg | 3 | 6 | 16 | 0
QDg | 3 | 6 | 17 | 0
QDg | 3 | 6 | 18 | 0
QDg | 3 | 6 | 19 | 0
QDg | 3 | 6 | 20 | 0
QDg | 3 | 6 | 21 | 0
QDg | 3 | 6 | 22 | 0
QDg | 3 | 6 | 23 | 0
QDg | 3 | 6 | 24 | 0
QDg | 3 | 7 | 1 | 0
QDg | 3 | 7 | 2 | 0
QDg | 3 | 7 | 3 | 0
QDg | 3 | 7 | 4 | 0
QDg | 3 | 7 | 5 | 0
QDg | 3 | 7 | 6 | 0
QDg | 3 | 7 | 7 | 0
QDg | 3 | 7 | 8 | 0
QDg | 3 | 7 | 9 | 0
QDg | 3 | 7 | 10 | 0
QDg | 3 | 7 | 11 | 0
QDg | 3 | 7 | 12 | 0
QDg | 3 | 7 | 13 | 0
QDg | 3 | 7 | 14 | 0
QDg | 3 | 7 | 15 | 0
QDg | 3 | 7 | 16 | 0
QDg | 3 | 7 | 17 | 0
QDg | 3 | 7 | 18 | 0
QDg | 3 | 7 | 19 | 0
QDg | 3 | 7 | 20 | 0
QDg | 3 | 7 | 21 | 0
QDg | 3 | 7 | 22 | 0
QDg | 3 | 7 | 23 | 0
QDg | 3 | 7 | 24 | 0
QDg | 3 | 8 | 1 | 0
QDg | 3 | 8 | 2 | 0
QDg | 3 | 8 | 3 | 0
QDg | 3 | 8 | 4 | 0
QDg | 3 | 8 | 5 | 0
QDg | 3 | 8 | 6 | 0
QDg | 3 | 8 | 7 | 0
QDg | 3 | 8 | 8 | 0
QDg | 3 | 8 | 9 | 0
QDg | 3 | 8 | 10 | 0
QDg | 3 | 8 | 11 | 0
QDg | 3 | 8 | 12 | 0
QDg | 3 | 8 | 13 | 0
QDg | 3 | 8 | 14 | 0
QDg | 3 | 8 | 15 | 0
QDg | 3 | 8 | 16 | 0
QDg | 3 | 8 | 17 | 0
QDg | 3 | 8 | 18 | 0
QDg | 3 | 8 | 19 | 0
QDg | 3 | 8 | 20 | 0
QDg | 3 | 8 | 21 | 0
QDg | 3 | 8 | 22 | 0
QDg | 3 | 8 | 23 | 0
QDg | 3 | 8 | 24 | 0
QDg | 3 | 9 | 1 | 0
QDg | 3 | 9 | 2 | 0
QDg | 3 | 9 | 3 | 0
QDg | 3 | 9 | 4 | 0
QDg | 3 | 9 | 5 | 0
QDg | 3 | 9 | 6 | 0
QDg | 3 | 9 | 7 | 0
QDg | 3 | 9 | 8 | 0
QDg | 3 | 9 | 9 | 0
QDg | 3 | 9 | 10 | 0
QDg | 3 | 9 | 11 | 0
QDg | 3 | 9 | 12 | 0
QDg | 3 | 9 | 13 | 0
QDg | 3 | 9 | 14 | 0
QDg | 3 | 9 | 15 | 0
QDg | 3 | 9 | 16 | 0
QDg | 3 | 9 | 17 | 0
QDg | 3 | 9 | 18 | 0
QDg | 3 | 9 | 19 | 0
QDg | 3 | 9 | 20 | 0
QDg | 3 | 9 | 21 | 0
QDg | 3 | 9 | 22 | 0
QDg | 3 | 9 | 23 | 0
QDg | 3 | 9 | 24 | 0
QDg | 3 | 10 | 1 | 0
QDg | 3 | 10 | 2 | 0
QDg | 3 | 10 | 3 | 0
QDg | 3 | 10 | 4 | 0
QDg | 3 | 10 | 5 | 0
QDg | 3 | 10 | 6 | 0
QDg | 3 | 10 | 7 | 0
QDg | 3 | 10 | 8 | 0
QDg | 3 | 10 | 9 | 0
QDg | 3 | 10 | 10 | 0
QDg | 3 | 10 | 11 | 0
QDg | 3 | 10 | 12 | 0
QDg | 3 | 10 | 13 | 0
QDg | 3 | 10 | 14 | 0
QDg | 3 | 10 | 15 | 0
QDg | 3 | 10 | 16 | 0
QDg | 3 | 10 | 17 | 0
QDg | 3 | 10 | 18 | 0
QDg | 3 | 10 | 19 | 0
QDg | 3 | 10 | 20 | 0
QDg | 3 | 10 | 21 | 0
QDg | 3 | 10 | 22 | 0
QDg | 3 | 10 | 23 | 0
QDg | 3 | 10 | 24 | 0
QDg | 3 | 11 | 1 | 0
QDg | 3 | 11 | 2 | 0
QDg | 3 | 11 | 3 | 0
QDg | 3 | 11 | 4 | 0
QDg | 3 | 11 | 5 | 0
QDg | 3 | 11 | 6 | 0
QDg | 3 | 11 | 7 | 0
QDg | 3 | 11 | 8 | 0
QDg | 3 | 11 | 9 | 0
QDg | 3 | 11 | 10 | 0
QDg | 3 | 11 | 11 | 0
QDg | 3 | 11 | 12 | 0
QDg | 3 | 11 | 13 | 0
QDg | 3 | 11 | 14 | 0
QDg | 3 | 11 | 15 | 0
QDg | 3 | 11 | 16 | 0
QDg | 3 | 11 | 17 | 0
QDg | 3 | 11 | 18 | 0
QDg | 3 | 11 | 19 | 0
QDg | 3 | 11 | 20 | 0
QDg | 3 | 11 | 21 | 0
QDg | 3 | 11 | 22 | 0
QDg | 3 | 11 | 23 | 0
QDg | 3 | 11 | 24 | 0
QDg | 3 | 12 | 1 | 0
QDg | 3 | 12 | 2 | 0
QDg | 3 | 12 | 3 | 0
QDg | 3 | 12 | 4 | 0
QDg | 3 | 12 | 5 | 0
QDg | 3 | 12 | 6 | 0
QDg | 3 | 12 | 7 | 0
QDg | 3 | 12 | 8 | 0
QDg | 3 | 12 | 9 | 0
QDg | 3 | 12 | 10 | 0
QDg | 3 | 12 | 11 | 0
QDg | 3 | 12 | 12 | 0
QDg | 3 | 12 | 13 | 0
QDg | 3 | 12 | 14 | 0
QDg | 3 | 12 | 15 | 0
QDg | 3 | 12 | 16 | 0
QDg | 3 | 12 | 17 | 0
QDg | 3 | 12 | 18 | 0
QDg | 3 | 12 | 19 | 0
QDg | 3 | 12 | 20 | 0
QDg | 3 | 12 | 21 | 0
QDg | 3 | 12 | 22 | 0
QDg | 3 | 12 | 23 | 0
QDg | 3 | 12 | 24 | 0
QDg | 3 | 13 | 1 | 0
QDg | 3 | 13 | 2 | 0
QDg | 3 | 13 | 3 | 0
QDg | 3 | 13 | 4 | 0
QDg | 3 | 13 | 5 | 0
QDg | 3 | 13 | 6 | 0
QDg | 3 | 13 | 7 | 0
QDg | 3 | 13 | 8 | 0
QDg | 3 | 13 | 9 | 0
QDg | 3 | 13 | 10 | 0
QDg | 3 | 13 | 11 | 0
QDg | 3 | 13 | 12 | 0
QDg | 3 | 13 | 13 | 0
QDg | 3 | 13 | 14 | 0
QDg | 3 | 13 | 15 | 0
QDg | 3 | 13 | 16 | 0
QDg | 3 | 13 | 17 | 0
QDg | 3 | 13 | 18 | 0
QDg | 3 | 13 | 19 | 0
QDg | 3 | 13 | 20 | 0
QDg | 3 | 13 | 21 | 0
QDg | 3 | 13 | 22 | 0
QDg | 3 | 13 | 23 | 0
QDg | 3 | 13 | 24 | 0
QDg | 3 | 14 | 1 | 0
QDg | 3 | 14 | 2 | 0
QDg | 3 | 14 | 3 | 0
QDg | 3 | 14 | 4 | 0
QDg | 3 | 14 | 5 | 0
QDg | 3 | 14 | 6 | 0
QDg | 3 | 14 | 7 | 0
QDg | 3 | 14 | 8 | 0
QDg | 3 | 14 | 9 | 0
QDg | 3 | 14 | 10 | 0
QDg | 3 | 14 | 11 | 0
QDg | 3 | 14 | 12 | 0
QDg | 3 | 14 | 13 | 0
QDg | 3 | 14 | 14 | 0
QDg | 3 | 14 | 15 | 0
QDg | 3 | 14 | 16 | 0
QDg | 3 | 14 | 17 | 0
QDg | 3 | 14 | 18 | 0
QDg | 3 | 14 | 19 | 0
QDg | 3 | 14 | 20 | 0
QDg | 3 | 14 | 21 | 0
QDg | 3 | 14 | 22 | 0
QDg | 3 | 14 | 23 | 0
QDg | 3 | 14 | 24 | 0
QDg | 3 | 15 | 1 | 0
QDg | 3 | 15 | 2 | 0
QDg | 3 | 15 | 3 | 0
QDg | 3 | 15 | 4 | 0
QDg | 3 | 15 | 5 | 0
QDg | 3 | 15 | 6 | 0
QDg | 3 | 15 | 7 | 0
QDg | 3 | 15 | 8 | 0
QDg | 3 | 15 | 9 | 0
QDg | 3 | 15 | 10 | 0
QDg | 3 | 15 | 11 | 0
QDg | 3 | 15 | 12 | 0
QDg | 3 | 15 | 13 | 0
QDg | 3 | 15 | 14 | 0
QDg | 3 | 15 | 15 | 0
QDg | 3 | 15 | 16 | 0
QDg | 3 | 15 | 17 | 0
QDg | 3 | 15 | 18 | 0
QDg | 3 | 15 | 19 | 0
QDg | 3 | 15 | 20 | 0
QDg | 3 | 15 | 21 | 0
QDg | 3 | 15 | 22 | 0
QDg | 3 | 15 | 23 | 0
QDg | 3 | 15 | 24 | 0
QDg | 3 | 16 | 1 | 0
QDg | 3 | 16 | 2 | 0
QDg | 3 | 16 | 3 | 0
QDg | 3 | 16 | 4 | 0
QDg | 3 | 16 | 5 | 0
QDg | 3 | 16 | 6 | 0
QDg | 3 | 16 | 7 | 0
QDg | 3 | 16 | 8 | 0
QDg | 3 | 16 | 9 | 0
QDg | 3 | 16 | 10 | 0
QDg | 3 | 16 | 11 | 0
QDg | 3 | 16 | 12 | 0
QDg | 3 | 16 | 13 | 0
QDg | 3 | 16 | 14 | 0
QDg | 3 | 16 | 15 | 0
QDg | 3 | 16 | 16 | 0
QDg | 3 | 16 | 17 | 0
QDg | 3 | 16 | 18 | 0
QDg | 3 | 16 | 19 | 0
QDg | 3 | 16 | 20 | 0
QDg | 3 | 16 | 21 | 0
QDg | 3 | 16 | 22 | 0
QDg | 3 | 16 | 23 | 0
QDg | 3 | 16 | 24 | 0
QDg | 3 | 17 | 1 | 0
QDg | 3 | 17 | 2 | 0
QDg | 3 | 17 | 3 | 0
QDg | 3 | 17 | 4 | 0
QDg | 3 | 17 | 5 | 0
QDg | 3 | 17 | 6 | 0
QDg | 3 | 17 | 7 | 0
QDg | 3 | 17 | 8 | 0
QDg | 3 | 17 | 9 | 0
QDg | 3 | 17 | 10 | 0
QDg | 3 | 17 | 11 | 0
QDg | 3 | 17 | 12 | 0
QDg | 3 | 17 | 13 | 0
QDg | 3 | 17 | 14 | 0
QDg | 3 | 17 | 15 | 0
QDg | 3 | 17 | 16 | 0
QDg | 3 | 17 | 17 | 0
QDg | 3 | 17 | 18 | 0
QDg | 3 | 17 | 19 | 0
QDg | 3 | 17 | 20 | 0
QDg | 3 | 17 | 21 | 0
QDg | 3 | 17 | 22 | 0
QDg | 3 | 17 | 23 | 0
QDg | 3 | 17 | 24 | 0
QDg | 3 | 18 | 1 | 0
QDg | 3 | 18 | 2 | 0
QDg | 3 | 18 | 3 | 0
QDg | 3 | 18 | 4 | 0
QDg | 3 | 18 | 5 | 0
QDg | 3 | 18 | 6 | 0
QDg | 3 | 18 | 7 | 0
QDg | 3 | 18 | 8 | 0
QDg | 3 | 18 | 9 | 0
QDg | 3 | 18 | 10 | 0
QDg | 3 | 18 | 11 | 0
QDg | 3 | 18 | 12 | 0
QDg | 3 | 18 | 13 | 0
QDg | 3 | 18 | 14 | 0
QDg | 3 | 18 | 15 | 0
QDg | 3 | 18 | 16 | 0
QDg | 3 | 18 | 17 | 0
QDg | 3 | 18 | 18 | 0
QDg | 3 | 18 | 19 | 0
QDg | 3 | 18 | 20 | 0
QDg | 3 | 18 | 21 | 0
QDg | 3 | 18 | 22 | 0
QDg | 3 | 18 | 23 | 0
QDg | 3 | 18 | 24 | 0
QDg | 3 | 19 | 1 | 0
QDg | 3 | 19 | 2 | 0
QDg | 3 | 19 | 3 | 0
QDg | 3 | 19 | 4 | 0
QDg | 3 | 19 | 5 | 0
QDg | 3 | 19 | 6 | 0
QDg | 3 | 19 | 7 | 0
QDg | 3 | 19 | 8 | 0
QDg | 3 | 19 | 9 | 0
QDg | 3 | 19 | 10 | 0
QDg | 3 | 19 | 11 | 0
QDg | 3 | 19 | 12 | 0
QDg | 3 | 19 | 13 | 0
QDg | 3 | 19 | 14 | 0
QDg | 3 | 19 | 15 | 0
QDg | 3 | 19 | 16 | 0
QDg | 3 | 19 | 17 | 0
QDg | 3 | 19 | 18 | 0
QDg | 3 | 19 | 19 | 0
QDg | 3 | 19 | 20 | 0
QDg | 3 | 19 | 21 | 0
QDg | 3 | 19 | 22 | 0
QDg | 3 | 19 | 23 | 0
QDg | 3 | 19 | 24 | 0
QDg | 3 | 20 | 1 | 0
QDg | 3 | 20 | 2 | 0
QDg | 3 | 20 | 3 | 0
QDg | 3 | 20 | 4 | 0
QDg | 3 | 20 | 5 | 0
QDg | 3 | 20 | 6 | 0
QDg | 3 | 20 | 7 | 0
QDg | 3 | 20 | 8 | 0
QDg | 3 | 20 | 9 | 0
QDg | 3 | 20 | 10 | 0
QDg | 3 | 20 | 11 | 0
QDg | 3 | 20 | 12 | 0
QDg | 3 | 20 | 13 | 0
QDg | 3 | 20 | 14 | 0
QDg | 3 | 20 | 15 | 0
QDg | 3 | 20 | 16 | 0
QDg | 3 | 20 | 17 | 0
QDg | 3 | 20 | 18 | 0
QDg | 3 | 20 | 19 | 0
QDg | 3 | 20 | 20 | 0
QDg | 3 | 20 | 21 | 0
QDg | 3 | 20 | 22 | 0
QDg | 3 | 20 | 23 | 0
QDg | 3 | 20 | 24 | 0
QDg | 3 | 21 | 1 | 0
QDg | 3 | 21 | 2 | 0
QDg | 3 | 21 | 3 | 0
QDg | 3 | 21 | 4 | 0
QDg | 3 | 21 | 5 | 0
QDg | 3 | 21 | 6 | 0
QDg | 3 | 21 | 7 | 0
QDg | 3 | 21 | 8 | 0
QDg | 3 | 21 | 9 | 0
QDg | 3 | 21 | 10 | 0
QDg | 3 | 21 | 11 | 0
QDg | 3 | 21 | 12 | 0
QDg | 3 | 21 | 13 | 0
QDg | 3 | 21 | 14 | 0
QDg | 3 | 21 | 15 | 0
QDg | 3 | 21 | 16 | 0
QDg | 3 | 21 | 17 | 0
QDg | 3 | 21 | 18 | 0
QDg | 3 | 21 | 19 | 0
QDg | 3 | 21 | 20 | 0
QDg | 3 | 21 | 21 | 0
QDg | 3 | 21 | 22 | 0
QDg | 3 | 21 | 23 | 0
QDg | 3 | 21 | 24 | 0
QDg | 3 | 22 | 1 | 0
QDg | 3 | 22 | 2 | 0
QDg | 3 | 22 | 3 | 0
QDg | 3 | 22 | 4 | 0
QDg | 3 | 22 | 5 | 0
QDg | 3 | 22 | 6 | 0
QDg | 3 | 22 | 7 | 0
QDg | 3 | 22 | 8 | 0
QDg | 3 | 22 | 9 | 0
QDg | 3 | 22 | 10 | 0
QDg | 3 | 22 | 11 | 0
QDg | 3 | 22 | 12 | 0
QDg | 3 | 22 | 13 | 0
QDg | 3 | 22 | 14 | 0
QDg | 3 | 22 | 15 | 0
QDg | 3 | 22 | 16 | 0
QDg | 3 | 22 | 17 | 0
QDg | 3 | 22 | 18 | 0
QDg | 3 | 22 | 19 | 0
QDg | 3 | 22 | 20 | 0
QDg | 3 | 22 | 21 | 0
QDg | 3 | 22 | 22 | 0
QDg | 3 | 22 | 23 | 0
QDg | 3 | 22 | 24 | 0
QDg | 3 | 23 | 1 | 0
QDg | 3 | 23 | 2 | 0
QDg | 3 | 23 | 3 | 0
QDg | 3 | 23 | 4 | 0
QDg | 3 | 23 | 5 | 0
QDg | 3 | 23 | 6 | 0
QDg | 3 | 23 | 7 | 0
QDg | 3 | 23 | 8 | 0
QDg | 3 | 23 | 9 | 0
QDg | 3 | 23 | 10 | 0
QDg | 3 | 23 | 11 | 0
QDg | 3 | 23 | 12 | 0
QDg | 3 | 23 | 13 | 0
QDg | 3 | 23 | 14 | 0
QDg | 3 | 23 | 15 | 0
QDg | 3 | 23 | 16 | 0
QDg | 3 | 23 | 17 | 0
QDg | 3 | 23 | 18 | 0
QDg | 3 | 23 | 19 | 0
QDg | 3 | 23 | 20 | 0
QDg | 3 | 23 | 21 | 0
QDg | 3 | 23 | 22 | 0
QDg | 3 | 23 | 23 | 0
QDg | 3 | 23 | 24 | 0
QDg | 3 | 24 | 1 | 0
QDg | 3 | 24 | 2 | 0
QDg | 3 | 24 | 3 | 0
QDg | 3 | 24 | 4 | 0
QDg | 3 | 24 | 5 | 0
QDg | 3 | 24 | 6 | 0
QDg | 3 | 24 | 7 | 0
QDg | 3 | 24 | 8 | 0
QDg | 3 | 24 | 9 | 0
QDg | 3 | 24 | 10 | 0
QDg | 3 | 24 | 11 | 0
QDg | 3 | 24 | 12 | 0
QDg | 3 | 24 | 13 | 0
QDg | 3 | 24 | 14 | 0
QDg | 3 | 24 | 15 | 0
QDg | 3 | 24 | 16 | 0
QDg | 3 | 24 | 17 | 0
QDg | 3 | 24 | 18 | 0
QDg | 3 | 24 | 19 | 0
QDg | 3 | 24 | 20 | 0
QDg | 3 | 24 | 21 | 0
QDg | 3 | 24 | 22 | 0
QDg | 3 | 24 | 23 | 0
QDg | 3 | 24 | 24 | 0
QDg | 3 | 25 | 1 | 0
QDg | 3 | 25 | 2 | 0
QDg | 3 | 25 | 3 | 0
QDg | 3 | 25 | 4 | 0
QDg | 3 | 25 | 5 | 0
QDg | 3 | 25 | 6 | 0
QDg | 3 | 25 | 7 | 0
QDg | 3 | 25 | 8 | 0
QDg | 3 | 25 | 9 | 0
QDg | 3 | 25 | 10 | 0
QDg | 3 | 25 | 11 | 0
QDg | 3 | 25 | 12 | 0
QDg | 3 | 25 | 13 | 0
QDg | 3 | 25 | 14 | 0
QDg | 3 | 25 | 15 | 0
QDg | 3 | 25 | 16 | 0
QDg | 3 | 25 | 17 | 0
QDg | 3 | 25 | 18 | 0
QDg | 3 | 25 | 19 | 0
QDg | 3 | 25 | 20 | 0
QDg | 3 | 25 | 21 | 0
QDg | 3 | 25 | 22 | 0
QDg | 3 | 25 | 23 | 0
QDg | 3 | 25 | 24 | 0
QDg | 3 | 26 | 1 | 0
QDg | 3 | 26 | 2 | 0
QDg | 3 | 26 | 3 | 0
QDg | 3 | 26 | 4 | 0
QDg | 3 | 26 | 5 | 0
QDg | 3 | 26 | 6 | 0
QDg | 3 | 26 | 7 | 0
QDg | 3 | 26 | 8 | 0
QDg | 3 | 26 | 9 | 0
QDg | 3 | 26 | 10 | 0
QDg | 3 | 26 | 11 | 0
QDg | 3 | 26 | 12 | 0
QDg | 3 | 26 | 13 | 0
QDg | 3 | 26 | 14 | 0
QDg | 3 | 26 | 15 | 0
QDg | 3 | 26 | 16 | 0
QDg | 3 | 26 | 17 | 0
QDg | 3 | 26 | 18 | 0
QDg | 3 | 26 | 19 | 0
QDg | 3 | 26 | 20 | 0
QDg | 3 | 26 | 21 | 0
QDg | 3 | 26 | 22 | 0
QDg | 3 | 26 | 23 | 0
QDg | 3 | 26 | 24 | 0
QDg | 3 | 27 | 1 | 0
QDg | 3 | 27 | 2 | 0
QDg | 3 | 27 | 3 | 0
QDg | 3 | 27 | 4 | 0
QDg | 3 | 27 | 5 | 0
QDg | 3 | 27 | 6 | 0
QDg | 3 | 27 | 7 | 0
QDg | 3 | 27 | 8 | 0
QDg | 3 | 27 | 9 | 0
QDg | 3 | 27 | 10 | 0
QDg | 3 | 27 | 11 | 0
QDg | 3 | 27 | 12 | 0
QDg | 3 | 27 | 13 | 0
QDg | 3 | 27 | 14 | 0
QDg | 3 | 27 | 15 | 0
QDg | 3 | 27 | 16 | 0
QDg | 3 | 27 | 17 | 0
QDg | 3 | 27 | 18 | 0
QDg | 3 | 27 | 19 | 0
QDg | 3 | 27 | 20 | 0
QDg | 3 | 27 | 21 | 0
QDg | 3 | 27 | 22 | 0
QDg | 3 | 27 | 23 | 0
QDg | 3 | 27 | 24 | 0
QDg | 3 | 28 | 1 | 0
QDg | 3 | 28 | 2 | 0
QDg | 3 | 28 | 3 | 0
QDg | 3 | 28 | 4 | 0
QDg | 3 | 28 | 5 | 0
QDg | 3 | 28 | 6 | 0
QDg | 3 | 28 | 7 | 0
QDg | 3 | 28 | 8 | 0
QDg | 3 | 28 | 9 | 0
QDg | 3 | 28 | 10 | 0
QDg | 3 | 28 | 11 | 0
QDg | 3 | 28 | 12 | 0
QDg | 3 | 28 | 13 | 0
QDg | 3 | 28 | 14 | 0
QDg | 3 | 28 | 15 | 0
QDg | 3 | 28 | 16 | 0
QDg | 3 | 28 | 17 | 0
QDg | 3 | 28 | 18 | 0
QDg | 3 | 28 | 19 | 0
QDg | 3 | 28 | 20 | 0
QDg | 3 | 28 | 21 | 0
QDg | 3 | 28 | 22 | 0
QDg | 3 | 28 | 23 | 0
QDg | 3 | 28 | 24 | 0
QDg | 3 | 29 | 1 | 0
QDg | 3 | 29 | 2 | 0
QDg | 3 | 29 | 3 | 0
QDg | 3 | 29 | 4 | 0
QDg | 3 | 29 | 5 | 0
QDg | 3 | 29 | 6 | 0
QDg | 3 | 29 | 7 | 0
QDg | 3 | 29 | 8 | 0
QDg | 3 | 29 | 9 | 0
QDg | 3 | 29 | 10 | 0
QDg | 3 | 29 | 11 | 0
QDg | 3 | 29 | 12 | 0
QDg | 3 | 29 | 13 | 0
QDg | 3 | 29 | 14 | 0
QDg | 3 | 29 | 15 | 0
QDg | 3 | 29 | 16 | 0
QDg | 3 | 29 | 17 | 0
QDg | 3 | 29 | 18 | 0
QDg | 3 | 29 | 19 | 0
QDg | 3 | 29 | 20 | 0
QDg | 3 | 29 | 21 | 0
QDg | 3 | 29 | 22 | 0
QDg | 3 | 29 | 23 | 0
QDg | 3 | 29 | 24 | 0
QDg | 3 | 30 | 1 | 0
QDg | 3 | 30 | 2 | 0
QDg | 3 | 30 | 3 | 0
QDg | 3 | 30 | 4 | 0
QDg | 3 | 30 | 5 | 0
QDg | 3 | 30 | 6 | 0
QDg | 3 | 30 | 7 | 0.0004
QDg | 3 | 30 | 8 | 0.0016
QDg | 3 | 30 | 9 | 0.004
QDg | 3 | 30 | 10 | 0.0072
QDg | 3 | 30 | 11 | 0.0084
QDg | 3 | 30 | 12 | 0.01
QDg | 3 | 30 | 13 | 0.01
QDg | 3 | 30 | 14 | 0.0088
QDg | 3 | 30 | 15 | 0.006
QDg | 3 | 30 | 16 | 0.0052
QDg | 3 | 30 | 17 | 0.0048
QDg | 3 | 30 | 18 | 0.0028
QDg | 3 | 30 | 19 | 0
QDg | 3 | 30 | 20 | 0
QDg | 3 | 30 | 21 | 0
QDg | 3 | 30 | 22 | 0
QDg | 3 | 30 | 23 | 0
QDg | 3 | 30 | 24 | 0
QDg | 3 | 31 | 1 | 0
QDg | 3 | 31 | 2 | 0
QDg | 3 | 31 | 3 | 0
QDg | 3 | 31 | 4 | 0
QDg | 3 | 31 | 5 | 0
QDg | 3 | 31 | 6 | 0
QDg | 3 | 31 | 7 | 0
QDg | 3 | 31 | 8 | 0
QDg | 3 | 31 | 9 | 0
QDg | 3 | 31 | 10 | 0
QDg | 3 | 31 | 11 | 0
QDg | 3 | 31 | 12 | 0
QDg | 3 | 31 | 13 | 0
QDg | 3 | 31 | 14 | 0
QDg | 3 | 31 | 15 | 0
QDg | 3 | 31 | 16 | 0
QDg | 3 | 31 | 17 | 0
QDg | 3 | 31 | 18 | 0
QDg | 3 | 31 | 19 | 0
QDg | 3 | 31 | 20 | 0
QDg | 3 | 31 | 21 | 0
QDg | 3 | 31 | 22 | 0
QDg | 3 | 31 | 23 | 0
QDg | 3 | 31 | 24 | 0
QDg | 3 | 32 | 1 | 0
QDg | 3 | 32 | 2 | 0
QDg | 3 | 32 | 3 | 0
QDg | 3 | 32 | 4 | 0
QDg | 3 | 32 | 5 | 0
QDg | 3 | 32 | 6 | 0
QDg | 3 | 32 | 7 | 0
QDg | 3 | 32 | 8 | 0
QDg | 3 | 32 | 9 | 0
QDg | 3 | 32 | 10 | 0
QDg | 3 | 32 | 11 | 0
QDg | 3 | 32 | 12 | 0
QDg | 3 | 32 | 13 | 0
QDg | 3 | 32 | 14 | 0
QDg | 3 | 32 | 15 | 0
QDg | 3 | 32 | 16 | 0
QDg | 3 | 32 | 17 | 0
QDg | 3 | 32 | 18 | 0
QDg | 3 | 32 | 19 | 0
QDg | 3 | 32 | 20 | 0
QDg | 3 | 32 | 21 | 0
QDg | 3 | 32 | 22 | 0
QDg | 3 | 32 | 23 | 0
QDg | 3 | 32 | 24 | 0
QDg | 3 | 33 | 1 | 0
QDg | 3 | 33 | 2 | 0
QDg | 3 | 33 | 3 | 0
QDg | 3 | 33 | 4 | 0
QDg | 3 | 33 | 5 | 0
QDg | 3 | 33 | 6 | 0
QDg | 3 | 33 | 7 | 0
QDg | 3 | 33 | 8 | 0
QDg | 3 | 33 | 9 | 0
QDg | 3 | 33 | 10 | 0
QDg | 3 | 33 | 11 | 0
QDg | 3 | 33 | 12 | 0
QDg | 3 | 33 | 13 | 0
QDg | 3 | 33 | 14 | 0
QDg | 3 | 33 | 15 | 0
QDg | 3 | 33 | 16 | 0
QDg | 3 | 33 | 17 | 0
QDg | 3 | 33 | 18 | 0
QDg | 3 | 33 | 19 | 0
QDg | 3 | 33 | 20 | 0
QDg | 3 | 33 | 21 | 0
QDg | 3 | 33 | 22 | 0
QDg | 3 | 33 | 23 | 0
QDg | 3 | 33 | 24 | 0

## FLoad
Variable_name | Index: Buses | Value
FLoad | 1 | -2
FLoad | 2 | 0
FLoad | 3 | 0
FLoad | 4 | 0
FLoad | 5 | 0
FLoad | 6 | 0
FLoad | 7 | 0
FLoad | 8 | 0
FLoad | 9 | 0
FLoad | 10 | 0
FLoad | 11 | 0
FLoad | 12 | 0
FLoad | 13 | 0
FLoad | 14 | 0
FLoad | 15 | 0
FLoad | 16 | 0
FLoad | 17 | 0
FLoad | 18 | 1
FLoad | 19 | 0
FLoad | 20 | 0
FLoad | 21 | 0
FLoad | 22 | 0
FLoad | 23 | 0
FLoad | 24 | 0
FLoad | 25 | 0
FLoad | 26 | 0
FLoad | 27 | 0
FLoad | 28 | 0
FLoad | 29 | 0
FLoad | 30 | 1
FLoad | 31 | 0
FLoad | 32 | 0
FLoad | 33 | 0

## P_line_flow_sending
Variable_name | Index: Lines | Index: Times | Value
P_line_flow_sending | 1 | 1 | 0.2944
P_line_flow_sending | 1 | 2 | 0.29528
P_line_flow_sending | 1 | 3 | 0.28034
P_line_flow_sending | 1 | 4 | 0.30255
P_line_flow_sending | 1 | 5 | 0.2714
P_line_flow_sending | 1 | 6 | 0.26846
P_line_flow_sending | 1 | 7 | 0.27575
P_line_flow_sending | 1 | 8 | 0.28027
P_line_flow_sending | 1 | 9 | 0.27088
P_line_flow_sending | 1 | 10 | 0.24222
P_line_flow_sending | 1 | 11 | 0.22306
P_line_flow_sending | 1 | 12 | 0.18539
P_line_flow_sending | 1 | 13 | 0.16928
P_line_flow_sending | 1 | 14 | 0.19048
P_line_flow_sending | 1 | 15 | 0.2321
P_line_flow_sending | 1 | 16 | 0.2473
P_line_flow_sending | 1 | 17 | 0.26272
P_line_flow_sending | 1 | 18 | 0.30511
P_line_flow_sending | 1 | 19 | 0.34858
P_line_flow_sending | 1 | 20 | 0.35854
P_line_flow_sending | 1 | 21 | 0.35724
P_line_flow_sending | 1 | 22 | 0.36461
P_line_flow_sending | 1 | 23 | 0.35551
P_line_flow_sending | 1 | 24 | 0.32143
P_line_flow_sending | 2 | 1 | 0.16651
P_line_flow_sending | 2 | 2 | 0.16701
P_line_flow_sending | 2 | 3 | 0.1586
P_line_flow_sending | 2 | 4 | 0.1711
P_line_flow_sending | 2 | 5 | 0.15356
P_line_flow_sending | 2 | 6 | 0.15548
P_line_flow_sending | 2 | 7 | 0.15778
P_line_flow_sending | 2 | 8 | 0.15847
P_line_flow_sending | 2 | 9 | 0.15301
P_line_flow_sending | 2 | 10 | 0.13305
P_line_flow_sending | 2 | 11 | 0.1306
P_line_flow_sending | 2 | 12 | 0.11225
P_line_flow_sending | 2 | 13 | 0.10964
P_line_flow_sending | 2 | 14 | 0.12034
P_line_flow_sending | 2 | 15 | 0.153
P_line_flow_sending | 2 | 16 | 0.15165
P_line_flow_sending | 2 | 17 | 0.1553
P_line_flow_sending | 2 | 18 | 0.17775
P_line_flow_sending | 2 | 19 | 0.20428
P_line_flow_sending | 2 | 20 | 0.20258
P_line_flow_sending | 2 | 21 | 0.20185
P_line_flow_sending | 2 | 22 | 0.20599
P_line_flow_sending | 2 | 23 | 0.20088
P_line_flow_sending | 2 | 24 | 0.18172
P_line_flow_sending | 3 | 1 | 0.047931
P_line_flow_sending | 3 | 2 | 0.04807
P_line_flow_sending | 3 | 3 | 0.045698
P_line_flow_sending | 3 | 4 | 0.049223
P_line_flow_sending | 3 | 5 | 0.044275
P_line_flow_sending | 3 | 6 | 0.044817
P_line_flow_sending | 3 | 7 | 0.046647
P_line_flow_sending | 3 | 8 | 0.050376
P_line_flow_sending | 3 | 9 | 0.055871
P_line_flow_sending | 3 | 10 | 0.059537
P_line_flow_sending | 3 | 11 | 0.062322
P_line_flow_sending | 3 | 12 | 0.06171
P_line_flow_sending | 3 | 13 | 0.060963
P_line_flow_sending | 3 | 14 | 0.060555
P_line_flow_sending | 3 | 15 | 0.061711
P_line_flow_sending | 3 | 16 | 0.058994
P_line_flow_sending | 3 | 17 | 0.058858
P_line_flow_sending | 3 | 18 | 0.059334
P_line_flow_sending | 3 | 19 | 0.05852
P_line_flow_sending | 3 | 20 | 0.058045
P_line_flow_sending | 3 | 21 | 0.057841
P_line_flow_sending | 3 | 22 | 0.058995
P_line_flow_sending | 3 | 23 | 0.057569
P_line_flow_sending | 3 | 24 | 0.052207
P_line_flow_sending | 4 | 1 | 0.038625
P_line_flow_sending | 4 | 2 | 0.038737
P_line_flow_sending | 4 | 3 | 0.036827
P_line_flow_sending | 4 | 4 | 0.039665
P_line_flow_sending | 4 | 5 | 0.035681
P_line_flow_sending | 4 | 6 | 0.036118
P_line_flow_sending | 4 | 7 | 0.037591
P_line_flow_sending | 4 | 8 | 0.040593
P_line_flow_sending | 4 | 9 | 0.045018
P_line_flow_sending | 4 | 10 | 0.047969
P_line_flow_sending | 4 | 11 | 0.050211
P_line_flow_sending | 4 | 12 | 0.049718
P_line_flow_sending | 4 | 13 | 0.049117
P_line_flow_sending | 4 | 14 | 0.048789
P_line_flow_sending | 4 | 15 | 0.049719
P_line_flow_sending | 4 | 16 | 0.047532
P_line_flow_sending | 4 | 17 | 0.047423
P_line_flow_sending | 4 | 18 | 0.047806
P_line_flow_sending | 4 | 19 | 0.04715
P_line_flow_sending | 4 | 20 | 0.046767
P_line_flow_sending | 4 | 21 | 0.046603
P_line_flow_sending | 4 | 22 | 0.047533
P_line_flow_sending | 4 | 23 | 0.046385
P_line_flow_sending | 4 | 24 | 0.042068
P_line_flow_sending | 5 | 1 | 0.033962
P_line_flow_sending | 5 | 2 | 0.03406
P_line_flow_sending | 5 | 3 | 0.032382
P_line_flow_sending | 5 | 4 | 0.034876
P_line_flow_sending | 5 | 5 | 0.031375
P_line_flow_sending | 5 | 6 | 0.031759
P_line_flow_sending | 5 | 7 | 0.033053
P_line_flow_sending | 5 | 8 | 0.035691
P_line_flow_sending | 5 | 9 | 0.039577
P_line_flow_sending | 5 | 10 | 0.042169
P_line_flow_sending | 5 | 11 | 0.044138
P_line_flow_sending | 5 | 12 | 0.043705
P_line_flow_sending | 5 | 13 | 0.043177
P_line_flow_sending | 5 | 14 | 0.042889
P_line_flow_sending | 5 | 15 | 0.043706
P_line_flow_sending | 5 | 16 | 0.041785
P_line_flow_sending | 5 | 17 | 0.041689
P_line_flow_sending | 5 | 18 | 0.042025
P_line_flow_sending | 5 | 19 | 0.04145
P_line_flow_sending | 5 | 20 | 0.041114
P_line_flow_sending | 5 | 21 | 0.04097
P_line_flow_sending | 5 | 22 | 0.041786
P_line_flow_sending | 5 | 23 | 0.040778
P_line_flow_sending | 5 | 24 | 0.036986
P_line_flow_sending | 6 | 1 | 0.015404
P_line_flow_sending | 6 | 2 | 0.015448
P_line_flow_sending | 6 | 3 | 0.014689
P_line_flow_sending | 6 | 4 | 0.015817
P_line_flow_sending | 6 | 5 | 0.014233
P_line_flow_sending | 6 | 6 | 0.014407
P_line_flow_sending | 6 | 7 | 0.014993
P_line_flow_sending | 6 | 8 | 0.016186
P_line_flow_sending | 6 | 9 | 0.017944
P_line_flow_sending | 6 | 10 | 0.019116
P_line_flow_sending | 6 | 11 | 0.020006
P_line_flow_sending | 6 | 12 | 0.019811
P_line_flow_sending | 6 | 13 | 0.019572
P_line_flow_sending | 6 | 14 | 0.019442
P_line_flow_sending | 6 | 15 | 0.019811
P_line_flow_sending | 6 | 16 | 0.018942
P_line_flow_sending | 6 | 17 | 0.018899
P_line_flow_sending | 6 | 18 | 0.019051
P_line_flow_sending | 6 | 19 | 0.018791
P_line_flow_sending | 6 | 20 | 0.018639
P_line_flow_sending | 6 | 21 | 0.018574
P_line_flow_sending | 6 | 22 | 0.018943
P_line_flow_sending | 6 | 23 | 0.018487
P_line_flow_sending | 6 | 24 | 0.016772
P_line_flow_sending | 7 | 1 | 0.48318
P_line_flow_sending | 7 | 2 | 0.48465
P_line_flow_sending | 7 | 3 | 0.45978
P_line_flow_sending | 7 | 4 | 0.49677
P_line_flow_sending | 7 | 5 | 0.44492
P_line_flow_sending | 7 | 6 | 0.40467
P_line_flow_sending | 7 | 7 | 0.42677
P_line_flow_sending | 7 | 8 | 0.42911
P_line_flow_sending | 7 | 9 | 0.36883
P_line_flow_sending | 7 | 10 | 0.29821
P_line_flow_sending | 7 | 11 | 0.16387
P_line_flow_sending | 7 | 12 | 0.046079
P_line_flow_sending | 7 | 13 | -0.041415
P_line_flow_sending | 7 | 14 | 0.026152
P_line_flow_sending | 7 | 15 | 0.056848
P_line_flow_sending | 7 | 16 | 0.19144
P_line_flow_sending | 7 | 17 | 0.27301
P_line_flow_sending | 7 | 18 | 0.39488
P_line_flow_sending | 7 | 19 | 0.50141
P_line_flow_sending | 7 | 20 | 0.59044
P_line_flow_sending | 7 | 21 | 0.58826
P_line_flow_sending | 7 | 22 | 0.60064
P_line_flow_sending | 7 | 23 | 0.58535
P_line_flow_sending | 7 | 24 | 0.52828
P_line_flow_sending | 8 | 1 | 0.046943
P_line_flow_sending | 8 | 2 | 0.047082
P_line_flow_sending | 8 | 3 | 0.044729
P_line_flow_sending | 8 | 4 | 0.048227
P_line_flow_sending | 8 | 5 | 0.043319
P_line_flow_sending | 8 | 6 | 0.037807
P_line_flow_sending | 8 | 7 | 0.039613
P_line_flow_sending | 8 | 8 | 0.037256
P_line_flow_sending | 8 | 9 | 0.024661
P_line_flow_sending | 8 | 10 | 0.01044
P_line_flow_sending | 8 | 11 | -0.010266
P_line_flow_sending | 8 | 12 | -0.028125
P_line_flow_sending | 8 | 13 | -0.040226
P_line_flow_sending | 8 | 14 | -0.029213
P_line_flow_sending | 8 | 15 | -0.02239
P_line_flow_sending | 8 | 16 | -0.00181
P_line_flow_sending | 8 | 17 | 0.0097846
P_line_flow_sending | 8 | 18 | 0.028042
P_line_flow_sending | 8 | 19 | 0.045299
P_line_flow_sending | 8 | 20 | 0.057018
P_line_flow_sending | 8 | 21 | 0.056814
P_line_flow_sending | 8 | 22 | 0.057968
P_line_flow_sending | 8 | 23 | 0.056543
P_line_flow_sending | 8 | 24 | 0.051195
P_line_flow_sending | 9 | 1 | -0.091892
P_line_flow_sending | 9 | 2 | -0.092167
P_line_flow_sending | 9 | 3 | -0.087505
P_line_flow_sending | 9 | 4 | -0.094436
P_line_flow_sending | 9 | 5 | -0.084716
P_line_flow_sending | 9 | 6 | -0.066361
P_line_flow_sending | 9 | 7 | -0.069923
P_line_flow_sending | 9 | 8 | -0.057799
P_line_flow_sending | 9 | 9 | -0.010587
P_line_flow_sending | 9 | 10 | 0.039683
P_line_flow_sending | 9 | 11 | 0.10984
P_line_flow_sending | 9 | 12 | 0.1667
P_line_flow_sending | 9 | 13 | 0.20485
P_line_flow_sending | 9 | 14 | 0.16878
P_line_flow_sending | 9 | 15 | 0.14819
P_line_flow_sending | 9 | 16 | 0.078476
P_line_flow_sending | 9 | 17 | 0.040958
P_line_flow_sending | 9 | 18 | -0.01722
P_line_flow_sending | 9 | 19 | -0.073698
P_line_flow_sending | 9 | 20 | -0.11192
P_line_flow_sending | 9 | 21 | -0.11151
P_line_flow_sending | 9 | 22 | -0.11381
P_line_flow_sending | 9 | 23 | -0.11097
P_line_flow_sending | 9 | 24 | -0.10033
P_line_flow_sending | 10 | 1 | -0.00462
P_line_flow_sending | 10 | 2 | -0.0046334
P_line_flow_sending | 10 | 3 | -0.0044056
P_line_flow_sending | 10 | 4 | -0.004744
P_line_flow_sending | 10 | 5 | -0.004269
P_line_flow_sending | 10 | 6 | -0.004321
P_line_flow_sending | 10 | 7 | -0.0044967
P_line_flow_sending | 10 | 8 | -0.0048547
P_line_flow_sending | 10 | 9 | -0.0053818
P_line_flow_sending | 10 | 10 | -0.0057332
P_line_flow_sending | 10 | 11 | -0.006
P_line_flow_sending | 10 | 12 | -0.0059414
P_line_flow_sending | 10 | 13 | -0.0058698
P_line_flow_sending | 10 | 14 | -0.0058308
P_line_flow_sending | 10 | 15 | -0.0059414
P_line_flow_sending | 10 | 16 | -0.0056811
P_line_flow_sending | 10 | 17 | -0.0056681
P_line_flow_sending | 10 | 18 | -0.0057137
P_line_flow_sending | 10 | 19 | -0.0056356
P_line_flow_sending | 10 | 20 | -0.00559
P_line_flow_sending | 10 | 21 | -0.0055705
P_line_flow_sending | 10 | 22 | -0.0056811
P_line_flow_sending | 10 | 23 | -0.0055445
P_line_flow_sending | 10 | 24 | -0.0050304
P_line_flow_sending | 11 | 1 | -0.0080853
P_line_flow_sending | 11 | 2 | -0.0081088
P_line_flow_sending | 11 | 3 | -0.0077102
P_line_flow_sending | 11 | 4 | -0.0083024
P_line_flow_sending | 11 | 5 | -0.007471
P_line_flow_sending | 11 | 6 | -0.0075621
P_line_flow_sending | 11 | 7 | -0.0078696
P_line_flow_sending | 11 | 8 | -0.008496
P_line_flow_sending | 11 | 9 | -0.0094185
P_line_flow_sending | 11 | 10 | -0.010034
P_line_flow_sending | 11 | 11 | -0.010501
P_line_flow_sending | 11 | 12 | -0.010398
P_line_flow_sending | 11 | 13 | -0.010273
P_line_flow_sending | 11 | 14 | -0.010204
P_line_flow_sending | 11 | 15 | -0.010398
P_line_flow_sending | 11 | 16 | -0.0099424
P_line_flow_sending | 11 | 17 | -0.0099197
P_line_flow_sending | 11 | 18 | -0.0099994
P_line_flow_sending | 11 | 19 | -0.0098627
P_line_flow_sending | 11 | 20 | -0.009783
P_line_flow_sending | 11 | 21 | -0.0097488
P_line_flow_sending | 11 | 22 | -0.0099425
P_line_flow_sending | 11 | 23 | -0.0097033
P_line_flow_sending | 11 | 24 | -0.0088035
P_line_flow_sending | 12 | 1 | 0.013891
P_line_flow_sending | 12 | 2 | 0.013931
P_line_flow_sending | 12 | 3 | 0.013245
P_line_flow_sending | 12 | 4 | 0.014265
P_line_flow_sending | 12 | 5 | 0.012833
P_line_flow_sending | 12 | 6 | 0.01299
P_line_flow_sending | 12 | 7 | 0.01352
P_line_flow_sending | 12 | 8 | 0.014598
P_line_flow_sending | 12 | 9 | 0.016187
P_line_flow_sending | 12 | 10 | 0.017247
P_line_flow_sending | 12 | 11 | 0.018052
P_line_flow_sending | 12 | 12 | 0.017875
P_line_flow_sending | 12 | 13 | 0.017659
P_line_flow_sending | 12 | 14 | 0.017541
P_line_flow_sending | 12 | 15 | 0.017875
P_line_flow_sending | 12 | 16 | 0.01709
P_line_flow_sending | 12 | 17 | 0.017051
P_line_flow_sending | 12 | 18 | 0.017189
P_line_flow_sending | 12 | 19 | 0.016953
P_line_flow_sending | 12 | 20 | 0.016816
P_line_flow_sending | 12 | 21 | 0.016757
P_line_flow_sending | 12 | 22 | 0.017091
P_line_flow_sending | 12 | 23 | 0.016679
P_line_flow_sending | 12 | 24 | 0.015128
P_line_flow_sending | 13 | 1 | 0.0092445
P_line_flow_sending | 13 | 2 | 0.0092713
P_line_flow_sending | 13 | 3 | 0.0088153
P_line_flow_sending | 13 | 4 | 0.0094928
P_line_flow_sending | 13 | 5 | 0.0085418
P_line_flow_sending | 13 | 6 | 0.008646
P_line_flow_sending | 13 | 7 | 0.0089977
P_line_flow_sending | 13 | 8 | 0.0097143
P_line_flow_sending | 13 | 9 | 0.01077
P_line_flow_sending | 13 | 10 | 0.011473
P_line_flow_sending | 13 | 11 | 0.012008
P_line_flow_sending | 13 | 12 | 0.01189
P_line_flow_sending | 13 | 13 | 0.011747
P_line_flow_sending | 13 | 14 | 0.011669
P_line_flow_sending | 13 | 15 | 0.01189
P_line_flow_sending | 13 | 16 | 0.011369
P_line_flow_sending | 13 | 17 | 0.011343
P_line_flow_sending | 13 | 18 | 0.011434
P_line_flow_sending | 13 | 19 | 0.011278
P_line_flow_sending | 13 | 20 | 0.011187
P_line_flow_sending | 13 | 21 | 0.011148
P_line_flow_sending | 13 | 22 | 0.011369
P_line_flow_sending | 13 | 23 | 0.011095
P_line_flow_sending | 13 | 24 | 0.010066
P_line_flow_sending | 14 | 1 | 0.25987
P_line_flow_sending | 14 | 2 | 0.26065
P_line_flow_sending | 14 | 3 | 0.24746
P_line_flow_sending | 14 | 4 | 0.26707
P_line_flow_sending | 14 | 5 | 0.23957
P_line_flow_sending | 14 | 6 | 0.18931
P_line_flow_sending | 14 | 7 | 0.19938
P_line_flow_sending | 14 | 8 | 0.1668
P_line_flow_sending | 14 | 9 | 0.038973
P_line_flow_sending | 14 | 10 | -0.096652
P_line_flow_sending | 14 | 11 | -0.285
P_line_flow_sending | 14 | 12 | -0.4372
P_line_flow_sending | 14 | 13 | -0.53888
P_line_flow_sending | 14 | 14 | -0.44301
P_line_flow_sending | 14 | 15 | -0.3878
P_line_flow_sending | 14 | 16 | -0.20141
P_line_flow_sending | 14 | 17 | -0.10023
P_line_flow_sending | 14 | 18 | 0.057636
P_line_flow_sending | 14 | 19 | 0.21168
P_line_flow_sending | 14 | 20 | 0.31653
P_line_flow_sending | 14 | 21 | 0.31538
P_line_flow_sending | 14 | 22 | 0.3219
P_line_flow_sending | 14 | 23 | 0.31385
P_line_flow_sending | 14 | 24 | 0.28374
P_line_flow_sending | 15 | 1 | 0.037239
P_line_flow_sending | 15 | 2 | 0.037348
P_line_flow_sending | 15 | 3 | 0.035497
P_line_flow_sending | 15 | 4 | 0.038247
P_line_flow_sending | 15 | 5 | 0.034387
P_line_flow_sending | 15 | 6 | 0.028861
P_line_flow_sending | 15 | 7 | 0.030285
P_line_flow_sending | 15 | 8 | 0.027243
P_line_flow_sending | 15 | 9 | 0.013737
P_line_flow_sending | 15 | 10 | -0.0011025
P_line_flow_sending | 15 | 11 | -0.022365
P_line_flow_sending | 15 | 12 | -0.040257
P_line_flow_sending | 15 | 13 | -0.052385
P_line_flow_sending | 15 | 14 | -0.041134
P_line_flow_sending | 15 | 15 | -0.03446
P_line_flow_sending | 15 | 16 | -0.013236
P_line_flow_sending | 15 | 17 | -0.0016242
P_line_flow_sending | 15 | 18 | 0.016413
P_line_flow_sending | 15 | 19 | 0.033575
P_line_flow_sending | 15 | 20 | 0.045139
P_line_flow_sending | 15 | 21 | 0.04498
P_line_flow_sending | 15 | 22 | 0.045883
P_line_flow_sending | 15 | 23 | 0.044767
P_line_flow_sending | 15 | 24 | 0.040577
P_line_flow_sending | 16 | 1 | 0.032532
P_line_flow_sending | 16 | 2 | 0.032627
P_line_flow_sending | 16 | 3 | 0.031013
P_line_flow_sending | 16 | 4 | 0.033412
P_line_flow_sending | 16 | 5 | 0.030045
P_line_flow_sending | 16 | 6 | 0.024486
P_line_flow_sending | 16 | 7 | 0.025728
P_line_flow_sending | 16 | 8 | 0.022336
P_line_flow_sending | 16 | 9 | 0.0083314
P_line_flow_sending | 16 | 10 | -0.0068492
P_line_flow_sending | 16 | 11 | -0.028401
P_line_flow_sending | 16 | 12 | -0.046285
P_line_flow_sending | 16 | 13 | -0.058392
P_line_flow_sending | 16 | 14 | -0.047054
P_line_flow_sending | 16 | 15 | -0.040468
P_line_flow_sending | 16 | 16 | -0.018937
P_line_flow_sending | 16 | 17 | -0.0073054
P_line_flow_sending | 16 | 18 | 0.010669
P_line_flow_sending | 16 | 19 | 0.027861
P_line_flow_sending | 16 | 20 | 0.039419
P_line_flow_sending | 16 | 21 | 0.039281
P_line_flow_sending | 16 | 22 | 0.040067
P_line_flow_sending | 16 | 23 | 0.039095
P_line_flow_sending | 16 | 24 | 0.035443
P_line_flow_sending | 17 | 1 | 0.027796
P_line_flow_sending | 17 | 2 | 0.027877
P_line_flow_sending | 17 | 3 | 0.026503
P_line_flow_sending | 17 | 4 | 0.028545
P_line_flow_sending | 17 | 5 | 0.025678
P_line_flow_sending | 17 | 6 | 0.020095
P_line_flow_sending | 17 | 7 | 0.021154
P_line_flow_sending | 17 | 8 | 0.017417
P_line_flow_sending | 17 | 9 | 0.0029237
P_line_flow_sending | 17 | 10 | -0.012604
P_line_flow_sending | 17 | 11 | -0.034483
P_line_flow_sending | 17 | 12 | -0.052414
P_line_flow_sending | 17 | 13 | -0.064548
P_line_flow_sending | 17 | 14 | -0.053077
P_line_flow_sending | 17 | 15 | -0.046557
P_line_flow_sending | 17 | 16 | -0.024663
P_line_flow_sending | 17 | 17 | -0.012996
P_line_flow_sending | 17 | 18 | 0.0049222
P_line_flow_sending | 17 | 19 | 0.022127
P_line_flow_sending | 17 | 20 | 0.033655
P_line_flow_sending | 17 | 21 | 0.033537
P_line_flow_sending | 17 | 22 | 0.034206
P_line_flow_sending | 17 | 23 | 0.03338
P_line_flow_sending | 17 | 24 | 0.030274
P_line_flow_sending | 18 | 1 | 0.1195
P_line_flow_sending | 18 | 2 | 0.11986
P_line_flow_sending | 18 | 3 | 0.11378
P_line_flow_sending | 18 | 4 | 0.12281
P_line_flow_sending | 18 | 5 | 0.11014
P_line_flow_sending | 18 | 6 | 0.1052
P_line_flow_sending | 18 | 7 | 0.10986
P_line_flow_sending | 18 | 8 | 0.11305
P_line_flow_sending | 18 | 9 | 0.10824
P_line_flow_sending | 18 | 10 | 0.099021
P_line_flow_sending | 18 | 11 | 0.081899
P_line_flow_sending | 18 | 12 | 0.062783
P_line_flow_sending | 18 | 13 | 0.049444
P_line_flow_sending | 18 | 14 | 0.059957
P_line_flow_sending | 18 | 15 | 0.068608
P_line_flow_sending | 18 | 16 | 0.085568
P_line_flow_sending | 18 | 17 | 0.097317
P_line_flow_sending | 18 | 18 | 0.11703
P_line_flow_sending | 18 | 19 | 0.13392
P_line_flow_sending | 18 | 20 | 0.14562
P_line_flow_sending | 18 | 21 | 0.14509
P_line_flow_sending | 18 | 22 | 0.14809
P_line_flow_sending | 18 | 23 | 0.14438
P_line_flow_sending | 18 | 24 | 0.1305
P_line_flow_sending | 19 | 1 | 0.11239
P_line_flow_sending | 19 | 2 | 0.11272
P_line_flow_sending | 19 | 3 | 0.107
P_line_flow_sending | 19 | 4 | 0.11551
P_line_flow_sending | 19 | 5 | 0.10358
P_line_flow_sending | 19 | 6 | 0.098577
P_line_flow_sending | 19 | 7 | 0.10296
P_line_flow_sending | 19 | 8 | 0.1056
P_line_flow_sending | 19 | 9 | 0.1
P_line_flow_sending | 19 | 10 | 0.090276
P_line_flow_sending | 19 | 11 | 0.072786
P_line_flow_sending | 19 | 12 | 0.05379
P_line_flow_sending | 19 | 13 | 0.040575
P_line_flow_sending | 19 | 14 | 0.051134
P_line_flow_sending | 19 | 15 | 0.059606
P_line_flow_sending | 19 | 16 | 0.076931
P_line_flow_sending | 19 | 17 | 0.088675
P_line_flow_sending | 19 | 18 | 0.10827
P_line_flow_sending | 19 | 19 | 0.12523
P_line_flow_sending | 19 | 20 | 0.13696
P_line_flow_sending | 19 | 21 | 0.13646
P_line_flow_sending | 19 | 22 | 0.13929
P_line_flow_sending | 19 | 23 | 0.1358
P_line_flow_sending | 19 | 24 | 0.12274
P_line_flow_sending | 20 | 1 | 0.10398
P_line_flow_sending | 20 | 2 | 0.10428
P_line_flow_sending | 20 | 3 | 0.099056
P_line_flow_sending | 20 | 4 | 0.10683
P_line_flow_sending | 20 | 5 | 0.095925
P_line_flow_sending | 20 | 6 | 0.090939
P_line_flow_sending | 20 | 7 | 0.094953
P_line_flow_sending | 20 | 8 | 0.096971
P_line_flow_sending | 20 | 9 | 0.090649
P_line_flow_sending | 20 | 10 | 0.08055
P_line_flow_sending | 20 | 11 | 0.062924
P_line_flow_sending | 20 | 12 | 0.044271
P_line_flow_sending | 20 | 13 | 0.031301
P_line_flow_sending | 20 | 14 | 0.041822
P_line_flow_sending | 20 | 15 | 0.050018
P_line_flow_sending | 20 | 16 | 0.067517
P_line_flow_sending | 20 | 17 | 0.079082
P_line_flow_sending | 20 | 18 | 0.098203
P_line_flow_sending | 20 | 19 | 0.11489
P_line_flow_sending | 20 | 20 | 0.12637
P_line_flow_sending | 20 | 21 | 0.12591
P_line_flow_sending | 20 | 22 | 0.12848
P_line_flow_sending | 20 | 23 | 0.12531
P_line_flow_sending | 20 | 24 | 0.11342
P_line_flow_sending | 21 | 1 | 0.033723
P_line_flow_sending | 21 | 2 | 0.033822
P_line_flow_sending | 21 | 3 | 0.032148
P_line_flow_sending | 21 | 4 | 0.034635
P_line_flow_sending | 21 | 5 | 0.031144
P_line_flow_sending | 21 | 6 | 0.031526
P_line_flow_sending | 21 | 7 | 0.032817
P_line_flow_sending | 21 | 8 | 0.035448
P_line_flow_sending | 21 | 9 | 0.039328
P_line_flow_sending | 21 | 10 | 0.041917
P_line_flow_sending | 21 | 11 | 0.043883
P_line_flow_sending | 21 | 12 | 0.043449
P_line_flow_sending | 21 | 13 | 0.042919
P_line_flow_sending | 21 | 14 | 0.042632
P_line_flow_sending | 21 | 15 | 0.04345
P_line_flow_sending | 21 | 16 | 0.041532
P_line_flow_sending | 21 | 17 | 0.041437
P_line_flow_sending | 21 | 18 | 0.041775
P_line_flow_sending | 21 | 19 | 0.041201
P_line_flow_sending | 21 | 20 | 0.040867
P_line_flow_sending | 21 | 21 | 0.040723
P_line_flow_sending | 21 | 22 | 0.041539
P_line_flow_sending | 21 | 23 | 0.040531
P_line_flow_sending | 21 | 24 | 0.036742
P_line_flow_sending | 22 | 1 | 0.11034
P_line_flow_sending | 22 | 2 | 0.11067
P_line_flow_sending | 22 | 3 | 0.10511
P_line_flow_sending | 22 | 4 | 0.11338
P_line_flow_sending | 22 | 5 | 0.10177
P_line_flow_sending | 22 | 6 | 0.10304
P_line_flow_sending | 22 | 7 | 0.1032
P_line_flow_sending | 22 | 8 | 0.099557
P_line_flow_sending | 22 | 9 | 0.087771
P_line_flow_sending | 22 | 10 | 0.063749
P_line_flow_sending | 22 | 11 | 0.05808
P_line_flow_sending | 22 | 12 | 0.040596
P_line_flow_sending | 22 | 13 | 0.038877
P_line_flow_sending | 22 | 14 | 0.049971
P_line_flow_sending | 22 | 15 | 0.080978
P_line_flow_sending | 22 | 16 | 0.082798
P_line_flow_sending | 22 | 17 | 0.086565
P_line_flow_sending | 22 | 18 | 0.10821
P_line_flow_sending | 22 | 19 | 0.13534
P_line_flow_sending | 22 | 20 | 0.13422
P_line_flow_sending | 22 | 21 | 0.13373
P_line_flow_sending | 22 | 22 | 0.13647
P_line_flow_sending | 22 | 23 | 0.13309
P_line_flow_sending | 22 | 24 | 0.12041
P_line_flow_sending | 23 | 1 | 0.10281
P_line_flow_sending | 23 | 2 | 0.10312
P_line_flow_sending | 23 | 3 | 0.097952
P_line_flow_sending | 23 | 4 | 0.10563
P_line_flow_sending | 23 | 5 | 0.094857
P_line_flow_sending | 23 | 6 | 0.096036
P_line_flow_sending | 23 | 7 | 0.095912
P_line_flow_sending | 23 | 8 | 0.091725
P_line_flow_sending | 23 | 9 | 0.079165
P_line_flow_sending | 23 | 10 | 0.054699
P_line_flow_sending | 23 | 11 | 0.048623
P_line_flow_sending | 23 | 12 | 0.031296
P_line_flow_sending | 23 | 13 | 0.029697
P_line_flow_sending | 23 | 14 | 0.040818
P_line_flow_sending | 23 | 15 | 0.071508
P_line_flow_sending | 23 | 16 | 0.073739
P_line_flow_sending | 23 | 17 | 0.077505
P_line_flow_sending | 23 | 18 | 0.098937
P_line_flow_sending | 23 | 19 | 0.12598
P_line_flow_sending | 23 | 20 | 0.12494
P_line_flow_sending | 23 | 21 | 0.12449
P_line_flow_sending | 23 | 22 | 0.12703
P_line_flow_sending | 23 | 23 | 0.1239
P_line_flow_sending | 23 | 24 | 0.11215
P_line_flow_sending | 24 | 1 | 0.069405
P_line_flow_sending | 24 | 2 | 0.069609
P_line_flow_sending | 24 | 3 | 0.066143
P_line_flow_sending | 24 | 4 | 0.071295
P_line_flow_sending | 24 | 5 | 0.064066
P_line_flow_sending | 24 | 6 | 0.064857
P_line_flow_sending | 24 | 7 | 0.063475
P_line_flow_sending | 24 | 8 | 0.05677
P_line_flow_sending | 24 | 9 | 0.040561
P_line_flow_sending | 24 | 10 | 0.013786
P_line_flow_sending | 24 | 11 | 0.0058322
P_line_flow_sending | 24 | 12 | -0.010971
P_line_flow_sending | 24 | 13 | -0.012046
P_line_flow_sending | 24 | 14 | -0.00070249
P_line_flow_sending | 24 | 15 | 0.028948
P_line_flow_sending | 24 | 16 | 0.033034
P_line_flow_sending | 24 | 17 | 0.036856
P_line_flow_sending | 24 | 18 | 0.057708
P_line_flow_sending | 24 | 19 | 0.084919
P_line_flow_sending | 24 | 20 | 0.084221
P_line_flow_sending | 24 | 21 | 0.083922
P_line_flow_sending | 24 | 22 | 0.085617
P_line_flow_sending | 24 | 23 | 0.083523
P_line_flow_sending | 24 | 24 | 0.075662
P_line_flow_sending | 25 | 1 | 0.013866
P_line_flow_sending | 25 | 2 | 0.013907
P_line_flow_sending | 25 | 3 | 0.013223
P_line_flow_sending | 25 | 4 | 0.014239
P_line_flow_sending | 25 | 5 | 0.012812
P_line_flow_sending | 25 | 6 | 0.012969
P_line_flow_sending | 25 | 7 | 0.013496
P_line_flow_sending | 25 | 8 | 0.014571
P_line_flow_sending | 25 | 9 | 0.016154
P_line_flow_sending | 25 | 10 | 0.017209
P_line_flow_sending | 25 | 11 | 0.018011
P_line_flow_sending | 25 | 12 | 0.017835
P_line_flow_sending | 25 | 13 | 0.01762
P_line_flow_sending | 25 | 14 | 0.017502
P_line_flow_sending | 25 | 15 | 0.017835
P_line_flow_sending | 25 | 16 | 0.017053
P_line_flow_sending | 25 | 17 | 0.017014
P_line_flow_sending | 25 | 18 | 0.017151
P_line_flow_sending | 25 | 19 | 0.016916
P_line_flow_sending | 25 | 20 | 0.016779
P_line_flow_sending | 25 | 21 | 0.016721
P_line_flow_sending | 25 | 22 | 0.017053
P_line_flow_sending | 25 | 23 | 0.016643
P_line_flow_sending | 25 | 24 | 0.015099
P_line_flow_sending | 26 | 1 | 0.0092434
P_line_flow_sending | 26 | 2 | 0.0092702
P_line_flow_sending | 26 | 3 | 0.0088144
P_line_flow_sending | 26 | 4 | 0.0094917
P_line_flow_sending | 26 | 5 | 0.0085409
P_line_flow_sending | 26 | 6 | 0.008645
P_line_flow_sending | 26 | 7 | 0.0089967
P_line_flow_sending | 26 | 8 | 0.0097131
P_line_flow_sending | 26 | 9 | 0.010768
P_line_flow_sending | 26 | 10 | 0.011472
P_line_flow_sending | 26 | 11 | 0.012006
P_line_flow_sending | 26 | 12 | 0.011888
P_line_flow_sending | 26 | 13 | 0.011745
P_line_flow_sending | 26 | 14 | 0.011667
P_line_flow_sending | 26 | 15 | 0.011888
P_line_flow_sending | 26 | 16 | 0.011367
P_line_flow_sending | 26 | 17 | 0.011341
P_line_flow_sending | 26 | 18 | 0.011433
P_line_flow_sending | 26 | 19 | 0.011276
P_line_flow_sending | 26 | 20 | 0.011185
P_line_flow_sending | 26 | 21 | 0.011146
P_line_flow_sending | 26 | 22 | 0.011367
P_line_flow_sending | 26 | 23 | 0.011094
P_line_flow_sending | 26 | 24 | 0.010065
P_line_flow_sending | 27 | 1 | 0.0046216
P_line_flow_sending | 27 | 2 | 0.004635
P_line_flow_sending | 27 | 3 | 0.0044071
P_line_flow_sending | 27 | 4 | 0.0047457
P_line_flow_sending | 27 | 5 | 0.0042704
P_line_flow_sending | 27 | 6 | 0.0043225
P_line_flow_sending | 27 | 7 | 0.0044983
P_line_flow_sending | 27 | 8 | 0.0048564
P_line_flow_sending | 27 | 9 | 0.005384
P_line_flow_sending | 27 | 10 | 0.0057357
P_line_flow_sending | 27 | 11 | 0.0060027
P_line_flow_sending | 27 | 12 | 0.0059441
P_line_flow_sending | 27 | 13 | 0.0058725
P_line_flow_sending | 27 | 14 | 0.0058334
P_line_flow_sending | 27 | 15 | 0.0059441
P_line_flow_sending | 27 | 16 | 0.0056836
P_line_flow_sending | 27 | 17 | 0.0056705
P_line_flow_sending | 27 | 18 | 0.0057161
P_line_flow_sending | 27 | 19 | 0.005638
P_line_flow_sending | 27 | 20 | 0.0055924
P_line_flow_sending | 27 | 21 | 0.0055729
P_line_flow_sending | 27 | 22 | 0.0056836
P_line_flow_sending | 27 | 23 | 0.0055468
P_line_flow_sending | 27 | 24 | 0.0050323
P_line_flow_sending | 28 | 1 | 0.17947
P_line_flow_sending | 28 | 2 | 0.18001
P_line_flow_sending | 28 | 3 | 0.17088
P_line_flow_sending | 28 | 4 | 0.18445
P_line_flow_sending | 28 | 5 | 0.16542
P_line_flow_sending | 28 | 6 | 0.1675
P_line_flow_sending | 28 | 7 | 0.16102
P_line_flow_sending | 28 | 8 | 0.13491
P_line_flow_sending | 28 | 9 | 0.075507
P_line_flow_sending | 28 | 10 | -0.016786
P_line_flow_sending | 28 | 11 | -0.045819
P_line_flow_sending | 28 | 12 | -0.10053
P_line_flow_sending | 28 | 13 | -0.10332
P_line_flow_sending | 28 | 14 | -0.065585
P_line_flow_sending | 28 | 15 | 0.031158
P_line_flow_sending | 28 | 16 | 0.047412
P_line_flow_sending | 28 | 17 | 0.060213
P_line_flow_sending | 28 | 18 | 0.12898
P_line_flow_sending | 28 | 19 | 0.22055
P_line_flow_sending | 28 | 20 | 0.21869
P_line_flow_sending | 28 | 21 | 0.2179
P_line_flow_sending | 28 | 22 | 0.22241
P_line_flow_sending | 28 | 23 | 0.21684
P_line_flow_sending | 28 | 24 | 0.19599
P_line_flow_sending | 29 | 1 | 0.027076
P_line_flow_sending | 29 | 2 | 0.027155
P_line_flow_sending | 29 | 3 | 0.025814
P_line_flow_sending | 29 | 4 | 0.027807
P_line_flow_sending | 29 | 5 | 0.025009
P_line_flow_sending | 29 | 6 | 0.025316
P_line_flow_sending | 29 | 7 | 0.022342
P_line_flow_sending | 29 | 8 | 0.01243
P_line_flow_sending | 29 | 9 | -0.0084833
P_line_flow_sending | 29 | 10 | -0.038383
P_line_flow_sending | 29 | 11 | -0.048788
P_line_flow_sending | 29 | 12 | -0.06508
P_line_flow_sending | 29 | 13 | -0.065499
P_line_flow_sending | 29 | 14 | -0.053769
P_line_flow_sending | 29 | 15 | -0.02518
P_line_flow_sending | 29 | 16 | -0.018718
P_line_flow_sending | 29 | 17 | -0.014797
P_line_flow_sending | 29 | 18 | 0.0054742
P_line_flow_sending | 29 | 19 | 0.033065
P_line_flow_sending | 29 | 20 | 0.032796
P_line_flow_sending | 29 | 21 | 0.032681
P_line_flow_sending | 29 | 22 | 0.033334
P_line_flow_sending | 29 | 23 | 0.032527
P_line_flow_sending | 29 | 24 | 0.029494
P_line_flow_sending | 30 | 1 | 0.011561
P_line_flow_sending | 30 | 2 | 0.011594
P_line_flow_sending | 30 | 3 | 0.011024
P_line_flow_sending | 30 | 4 | 0.011871
P_line_flow_sending | 30 | 5 | 0.010681
P_line_flow_sending | 30 | 6 | 0.010812
P_line_flow_sending | 30 | 7 | 0.011252
P_line_flow_sending | 30 | 8 | 0.012148
P_line_flow_sending | 30 | 9 | 0.013469
P_line_flow_sending | 30 | 10 | 0.014349
P_line_flow_sending | 30 | 11 | 0.015018
P_line_flow_sending | 30 | 12 | 0.014871
P_line_flow_sending | 30 | 13 | 0.014691
P_line_flow_sending | 30 | 14 | 0.014593
P_line_flow_sending | 30 | 15 | 0.014871
P_line_flow_sending | 30 | 16 | 0.014219
P_line_flow_sending | 30 | 17 | 0.014186
P_line_flow_sending | 30 | 18 | 0.014301
P_line_flow_sending | 30 | 19 | 0.014105
P_line_flow_sending | 30 | 20 | 0.013991
P_line_flow_sending | 30 | 21 | 0.013942
P_line_flow_sending | 30 | 22 | 0.014219
P_line_flow_sending | 30 | 23 | 0.013877
P_line_flow_sending | 30 | 24 | 0.012589
P_line_flow_sending | 31 | 1 | 1.0085
P_line_flow_sending | 31 | 2 | 1.0115
P_line_flow_sending | 31 | 3 | 0.96145
P_line_flow_sending | 31 | 4 | 1.0358
P_line_flow_sending | 31 | 5 | 0.93147
P_line_flow_sending | 31 | 6 | 0.77088
P_line_flow_sending | 31 | 7 | 0.847
P_line_flow_sending | 31 | 8 | 0.86683
P_line_flow_sending | 31 | 9 | 0.69569
P_line_flow_sending | 31 | 10 | 0.56422
P_line_flow_sending | 31 | 11 | 0.070481
P_line_flow_sending | 31 | 12 | -0.28275
P_line_flow_sending | 31 | 13 | -0.61669
P_line_flow_sending | 31 | 14 | -0.41355
P_line_flow_sending | 31 | 15 | -0.48239
P_line_flow_sending | 31 | 16 | 0.038296
P_line_flow_sending | 31 | 17 | 0.32866
P_line_flow_sending | 31 | 18 | 0.65498
P_line_flow_sending | 31 | 19 | 0.88546
P_line_flow_sending | 31 | 20 | 1.2219
P_line_flow_sending | 31 | 21 | 1.2176
P_line_flow_sending | 31 | 22 | 1.242
P_line_flow_sending | 31 | 23 | 1.2119
P_line_flow_sending | 31 | 24 | 1.0987
P_line_flow_sending | 32 | 1 | -0.01617
P_line_flow_sending | 32 | 2 | -0.016217
P_line_flow_sending | 32 | 3 | -0.01542
P_line_flow_sending | 32 | 4 | -0.016604
P_line_flow_sending | 32 | 5 | -0.014941
P_line_flow_sending | 32 | 6 | -0.015124
P_line_flow_sending | 32 | 7 | -0.015739
P_line_flow_sending | 32 | 8 | -0.016991
P_line_flow_sending | 32 | 9 | -0.018836
P_line_flow_sending | 32 | 10 | -0.020066
P_line_flow_sending | 32 | 11 | -0.021
P_line_flow_sending | 32 | 12 | -0.020795
P_line_flow_sending | 32 | 13 | -0.020544
P_line_flow_sending | 32 | 14 | -0.020408
P_line_flow_sending | 32 | 15 | -0.020795
P_line_flow_sending | 32 | 16 | -0.019884
P_line_flow_sending | 32 | 17 | -0.019838
P_line_flow_sending | 32 | 18 | -0.019998
P_line_flow_sending | 32 | 19 | -0.019725
P_line_flow_sending | 32 | 20 | -0.019565
P_line_flow_sending | 32 | 21 | -0.019497
P_line_flow_sending | 32 | 22 | -0.019884
P_line_flow_sending | 32 | 23 | -0.019406
P_line_flow_sending | 32 | 24 | -0.017606
P_line_flow_sending | 33 | 1 | 0.062967
P_line_flow_sending | 33 | 2 | 0.063154
P_line_flow_sending | 33 | 3 | 0.059978
P_line_flow_sending | 33 | 4 | 0.0647
P_line_flow_sending | 33 | 5 | 0.058077
P_line_flow_sending | 33 | 6 | 0.052657
P_line_flow_sending | 33 | 7 | 0.05509
P_line_flow_sending | 33 | 8 | 0.053921
P_line_flow_sending | 33 | 9 | 0.042951
P_line_flow_sending | 33 | 10 | 0.029777
P_line_flow_sending | 33 | 11 | 0.009851
P_line_flow_sending | 33 | 12 | -0.0082204
P_line_flow_sending | 33 | 13 | -0.020523
P_line_flow_sending | 33 | 14 | -0.0096778
P_line_flow_sending | 33 | 15 | -0.0024897
P_line_flow_sending | 33 | 16 | 0.017265
P_line_flow_sending | 33 | 17 | 0.028895
P_line_flow_sending | 33 | 18 | 0.04751
P_line_flow_sending | 33 | 19 | 0.064781
P_line_flow_sending | 33 | 20 | 0.076585
P_line_flow_sending | 33 | 21 | 0.07631
P_line_flow_sending | 33 | 22 | 0.077872
P_line_flow_sending | 33 | 23 | 0.075942
P_line_flow_sending | 33 | 24 | 0.068709
P_line_flow_sending | 34 | 1 | 0.042144
P_line_flow_sending | 34 | 2 | 0.042268
P_line_flow_sending | 34 | 3 | 0.040161
P_line_flow_sending | 34 | 4 | 0.043293
P_line_flow_sending | 34 | 5 | 0.038898
P_line_flow_sending | 34 | 6 | 0.033367
P_line_flow_sending | 34 | 7 | 0.034985
P_line_flow_sending | 34 | 8 | 0.03228
P_line_flow_sending | 34 | 9 | 0.019211
P_line_flow_sending | 34 | 10 | 0.0046738
P_line_flow_sending | 34 | 11 | -0.016296
P_line_flow_sending | 34 | 12 | -0.034138
P_line_flow_sending | 34 | 13 | -0.046219
P_line_flow_sending | 34 | 14 | -0.035118
P_line_flow_sending | 34 | 15 | -0.028384
P_line_flow_sending | 34 | 16 | -0.0075133
P_line_flow_sending | 34 | 17 | 0.0040852
P_line_flow_sending | 34 | 18 | 0.022243
P_line_flow_sending | 34 | 19 | 0.039483
P_line_flow_sending | 34 | 20 | 0.051158
P_line_flow_sending | 34 | 21 | 0.050976
P_line_flow_sending | 34 | 22 | 0.052008
P_line_flow_sending | 34 | 23 | 0.050733
P_line_flow_sending | 34 | 24 | 0.045949
P_line_flow_sending | 35 | 1 | -0.026598
P_line_flow_sending | 35 | 2 | -0.026676
P_line_flow_sending | 35 | 3 | -0.025363
P_line_flow_sending | 35 | 4 | -0.027313
P_line_flow_sending | 35 | 5 | -0.024575
P_line_flow_sending | 35 | 6 | -0.024875
P_line_flow_sending | 35 | 7 | -0.025888
P_line_flow_sending | 35 | 8 | -0.027951
P_line_flow_sending | 35 | 9 | -0.030991
P_line_flow_sending | 35 | 10 | -0.033017
P_line_flow_sending | 35 | 11 | -0.034556
P_line_flow_sending | 35 | 12 | -0.034218
P_line_flow_sending | 35 | 13 | -0.033805
P_line_flow_sending | 35 | 14 | -0.03358
P_line_flow_sending | 35 | 15 | -0.034218
P_line_flow_sending | 35 | 16 | -0.032717
P_line_flow_sending | 35 | 17 | -0.032642
P_line_flow_sending | 35 | 18 | -0.032905
P_line_flow_sending | 35 | 19 | -0.032455
P_line_flow_sending | 35 | 20 | -0.032192
P_line_flow_sending | 35 | 21 | -0.03208
P_line_flow_sending | 35 | 22 | -0.032718
P_line_flow_sending | 35 | 23 | -0.031929
P_line_flow_sending | 35 | 24 | -0.028964
P_line_flow_sending | 36 | 1 | 0.020817
P_line_flow_sending | 36 | 2 | 0.020877
P_line_flow_sending | 36 | 3 | 0.01985
P_line_flow_sending | 36 | 4 | 0.021377
P_line_flow_sending | 36 | 5 | 0.019233
P_line_flow_sending | 36 | 6 | 0.019468
P_line_flow_sending | 36 | 7 | 0.020261
P_line_flow_sending | 36 | 8 | 0.021875
P_line_flow_sending | 36 | 9 | 0.024254
P_line_flow_sending | 36 | 10 | 0.025839
P_line_flow_sending | 36 | 11 | 0.027042
P_line_flow_sending | 36 | 12 | 0.026777
P_line_flow_sending | 36 | 13 | 0.026453
P_line_flow_sending | 36 | 14 | 0.026277
P_line_flow_sending | 36 | 15 | 0.026777
P_line_flow_sending | 36 | 16 | 0.025603
P_line_flow_sending | 36 | 17 | 0.025545
P_line_flow_sending | 36 | 18 | 0.025752
P_line_flow_sending | 36 | 19 | 0.025401
P_line_flow_sending | 36 | 20 | 0.025196
P_line_flow_sending | 36 | 21 | 0.025107
P_line_flow_sending | 36 | 22 | 0.025607
P_line_flow_sending | 36 | 23 | 0.02499
P_line_flow_sending | 36 | 24 | 0.022669
P_line_flow_sending | 37 | 1 | 0.036469
P_line_flow_sending | 37 | 2 | 0.036576
P_line_flow_sending | 37 | 3 | 0.034764
P_line_flow_sending | 37 | 4 | 0.037457
P_line_flow_sending | 37 | 5 | 0.033677
P_line_flow_sending | 37 | 6 | 0.034091
P_line_flow_sending | 37 | 7 | 0.03147
P_line_flow_sending | 37 | 8 | 0.022269
P_line_flow_sending | 37 | 9 | 0.0024099
P_line_flow_sending | 37 | 10 | -0.02676
P_line_flow_sending | 37 | 11 | -0.036602
P_line_flow_sending | 37 | 12 | -0.052974
P_line_flow_sending | 37 | 13 | -0.053538
P_line_flow_sending | 37 | 14 | -0.041919
P_line_flow_sending | 37 | 15 | -0.013141
P_line_flow_sending | 37 | 16 | -0.0072141
P_line_flow_sending | 37 | 17 | -0.0033194
P_line_flow_sending | 37 | 18 | 0.017065
P_line_flow_sending | 37 | 19 | 0.044568
P_line_flow_sending | 37 | 20 | 0.044204
P_line_flow_sending | 37 | 21 | 0.044048
P_line_flow_sending | 37 | 22 | 0.044932
P_line_flow_sending | 37 | 23 | 0.04384
P_line_flow_sending | 37 | 24 | 0.039738

## Q_line_flow_sending
Variable_name | Index: Lines | Index: Times | Value
Q_line_flow_sending | 1 | 1 | 0.18369
Q_line_flow_sending | 1 | 2 | 0.18424
Q_line_flow_sending | 1 | 3 | 0.17485
Q_line_flow_sending | 1 | 4 | 0.18881
Q_line_flow_sending | 1 | 5 | 0.16923
Q_line_flow_sending | 1 | 6 | 0.17035
Q_line_flow_sending | 1 | 7 | 0.17702
Q_line_flow_sending | 1 | 8 | 0.18913
Q_line_flow_sending | 1 | 9 | 0.20479
Q_line_flow_sending | 1 | 10 | 0.21269
Q_line_flow_sending | 1 | 11 | 0.2192
Q_line_flow_sending | 1 | 12 | 0.21337
Q_line_flow_sending | 1 | 13 | 0.20958
Q_line_flow_sending | 1 | 14 | 0.21026
Q_line_flow_sending | 1 | 15 | 0.21845
Q_line_flow_sending | 1 | 16 | 0.21145
Q_line_flow_sending | 1 | 17 | 0.21292
Q_line_flow_sending | 1 | 18 | 0.21997
Q_line_flow_sending | 1 | 19 | 0.22368
Q_line_flow_sending | 1 | 20 | 0.2241
Q_line_flow_sending | 1 | 21 | 0.22328
Q_line_flow_sending | 1 | 22 | 0.22793
Q_line_flow_sending | 1 | 23 | 0.22218
Q_line_flow_sending | 1 | 24 | 0.2007
Q_line_flow_sending | 2 | 1 | 0.12055
Q_line_flow_sending | 2 | 2 | 0.12091
Q_line_flow_sending | 2 | 3 | 0.11483
Q_line_flow_sending | 2 | 4 | 0.12387
Q_line_flow_sending | 2 | 5 | 0.11119
Q_line_flow_sending | 2 | 6 | 0.11257
Q_line_flow_sending | 2 | 7 | 0.11673
Q_line_flow_sending | 2 | 8 | 0.12472
Q_line_flow_sending | 2 | 9 | 0.13575
Q_line_flow_sending | 2 | 10 | 0.14129
Q_line_flow_sending | 2 | 11 | 0.14701
Q_line_flow_sending | 2 | 12 | 0.14374
Q_line_flow_sending | 2 | 13 | 0.14185
Q_line_flow_sending | 2 | 14 | 0.1421
Q_line_flow_sending | 2 | 15 | 0.14823
Q_line_flow_sending | 2 | 16 | 0.14226
Q_line_flow_sending | 2 | 17 | 0.1424
Q_line_flow_sending | 2 | 18 | 0.14614
Q_line_flow_sending | 2 | 19 | 0.14785
Q_line_flow_sending | 2 | 20 | 0.14661
Q_line_flow_sending | 2 | 21 | 0.14609
Q_line_flow_sending | 2 | 22 | 0.14908
Q_line_flow_sending | 2 | 23 | 0.14538
Q_line_flow_sending | 2 | 24 | 0.13154
Q_line_flow_sending | 3 | 1 | 0.023233
Q_line_flow_sending | 3 | 2 | 0.023301
Q_line_flow_sending | 3 | 3 | 0.022149
Q_line_flow_sending | 3 | 4 | 0.023861
Q_line_flow_sending | 3 | 5 | 0.021458
Q_line_flow_sending | 3 | 6 | 0.021721
Q_line_flow_sending | 3 | 7 | 0.02261
Q_line_flow_sending | 3 | 8 | 0.02442
Q_line_flow_sending | 3 | 9 | 0.02709
Q_line_flow_sending | 3 | 10 | 0.028871
Q_line_flow_sending | 3 | 11 | 0.030225
Q_line_flow_sending | 3 | 12 | 0.029927
Q_line_flow_sending | 3 | 13 | 0.029564
Q_line_flow_sending | 3 | 14 | 0.029366
Q_line_flow_sending | 3 | 15 | 0.029928
Q_line_flow_sending | 3 | 16 | 0.028607
Q_line_flow_sending | 3 | 17 | 0.028541
Q_line_flow_sending | 3 | 18 | 0.028773
Q_line_flow_sending | 3 | 19 | 0.028377
Q_line_flow_sending | 3 | 20 | 0.028146
Q_line_flow_sending | 3 | 21 | 0.028047
Q_line_flow_sending | 3 | 22 | 0.028608
Q_line_flow_sending | 3 | 23 | 0.027915
Q_line_flow_sending | 3 | 24 | 0.02531
Q_line_flow_sending | 4 | 1 | 0.01704
Q_line_flow_sending | 4 | 2 | 0.017089
Q_line_flow_sending | 4 | 3 | 0.016244
Q_line_flow_sending | 4 | 4 | 0.0175
Q_line_flow_sending | 4 | 5 | 0.015738
Q_line_flow_sending | 4 | 6 | 0.015931
Q_line_flow_sending | 4 | 7 | 0.016582
Q_line_flow_sending | 4 | 8 | 0.01791
Q_line_flow_sending | 4 | 9 | 0.019868
Q_line_flow_sending | 4 | 10 | 0.021175
Q_line_flow_sending | 4 | 11 | 0.022168
Q_line_flow_sending | 4 | 12 | 0.02195
Q_line_flow_sending | 4 | 13 | 0.021683
Q_line_flow_sending | 4 | 14 | 0.021538
Q_line_flow_sending | 4 | 15 | 0.02195
Q_line_flow_sending | 4 | 16 | 0.020982
Q_line_flow_sending | 4 | 17 | 0.020933
Q_line_flow_sending | 4 | 18 | 0.021103
Q_line_flow_sending | 4 | 19 | 0.020813
Q_line_flow_sending | 4 | 20 | 0.020643
Q_line_flow_sending | 4 | 21 | 0.020571
Q_line_flow_sending | 4 | 22 | 0.020982
Q_line_flow_sending | 4 | 23 | 0.020474
Q_line_flow_sending | 4 | 24 | 0.018563
Q_line_flow_sending | 5 | 1 | 0.014707
Q_line_flow_sending | 5 | 2 | 0.01475
Q_line_flow_sending | 5 | 3 | 0.014022
Q_line_flow_sending | 5 | 4 | 0.015105
Q_line_flow_sending | 5 | 5 | 0.013584
Q_line_flow_sending | 5 | 6 | 0.013751
Q_line_flow_sending | 5 | 7 | 0.014313
Q_line_flow_sending | 5 | 8 | 0.015459
Q_line_flow_sending | 5 | 9 | 0.017148
Q_line_flow_sending | 5 | 10 | 0.018274
Q_line_flow_sending | 5 | 11 | 0.019131
Q_line_flow_sending | 5 | 12 | 0.018943
Q_line_flow_sending | 5 | 13 | 0.018713
Q_line_flow_sending | 5 | 14 | 0.018588
Q_line_flow_sending | 5 | 15 | 0.018943
Q_line_flow_sending | 5 | 16 | 0.018108
Q_line_flow_sending | 5 | 17 | 0.018066
Q_line_flow_sending | 5 | 18 | 0.018212
Q_line_flow_sending | 5 | 19 | 0.017962
Q_line_flow_sending | 5 | 20 | 0.017816
Q_line_flow_sending | 5 | 21 | 0.017753
Q_line_flow_sending | 5 | 22 | 0.018108
Q_line_flow_sending | 5 | 23 | 0.01767
Q_line_flow_sending | 5 | 24 | 0.016022
Q_line_flow_sending | 6 | 1 | 0.0077118
Q_line_flow_sending | 6 | 2 | 0.0077342
Q_line_flow_sending | 6 | 3 | 0.0073534
Q_line_flow_sending | 6 | 4 | 0.0079192
Q_line_flow_sending | 6 | 5 | 0.007125
Q_line_flow_sending | 6 | 6 | 0.007212
Q_line_flow_sending | 6 | 7 | 0.0075057
Q_line_flow_sending | 6 | 8 | 0.0081041
Q_line_flow_sending | 6 | 9 | 0.0089856
Q_line_flow_sending | 6 | 10 | 0.0095735
Q_line_flow_sending | 6 | 11 | 0.01002
Q_line_flow_sending | 6 | 12 | 0.0099219
Q_line_flow_sending | 6 | 13 | 0.0098021
Q_line_flow_sending | 6 | 14 | 0.0097368
Q_line_flow_sending | 6 | 15 | 0.0099219
Q_line_flow_sending | 6 | 16 | 0.0094864
Q_line_flow_sending | 6 | 17 | 0.0094646
Q_line_flow_sending | 6 | 18 | 0.0095409
Q_line_flow_sending | 6 | 19 | 0.0094103
Q_line_flow_sending | 6 | 20 | 0.0093341
Q_line_flow_sending | 6 | 21 | 0.0093014
Q_line_flow_sending | 6 | 22 | 0.0094865
Q_line_flow_sending | 6 | 23 | 0.0092579
Q_line_flow_sending | 6 | 24 | 0.008398
Q_line_flow_sending | 7 | 1 | -0.081333
Q_line_flow_sending | 7 | 2 | -0.08154
Q_line_flow_sending | 7 | 3 | -0.077997
Q_line_flow_sending | 7 | 4 | -0.083241
Q_line_flow_sending | 7 | 5 | -0.075846
Q_line_flow_sending | 7 | 6 | -0.062439
Q_line_flow_sending | 7 | 7 | -0.065326
Q_line_flow_sending | 7 | 8 | -0.056972
Q_line_flow_sending | 7 | 9 | -0.02263
Q_line_flow_sending | 7 | 10 | 0.015111
Q_line_flow_sending | 7 | 11 | 0.07097
Q_line_flow_sending | 7 | 12 | 0.11869
Q_line_flow_sending | 7 | 13 | 0.15217
Q_line_flow_sending | 7 | 14 | 0.12114
Q_line_flow_sending | 7 | 15 | 0.10383
Q_line_flow_sending | 7 | 16 | 0.046694
Q_line_flow_sending | 7 | 17 | 0.016747
Q_line_flow_sending | 7 | 18 | -0.027844
Q_line_flow_sending | 7 | 19 | -0.068934
Q_line_flow_sending | 7 | 20 | -0.095832
Q_line_flow_sending | 7 | 21 | -0.09555
Q_line_flow_sending | 7 | 22 | -0.097142
Q_line_flow_sending | 7 | 23 | -0.095174
Q_line_flow_sending | 7 | 24 | -0.087587
Q_line_flow_sending | 8 | 1 | 0.019952
Q_line_flow_sending | 8 | 2 | 0.020012
Q_line_flow_sending | 8 | 3 | 0.018992
Q_line_flow_sending | 8 | 4 | 0.02051
Q_line_flow_sending | 8 | 5 | 0.018381
Q_line_flow_sending | 8 | 6 | 0.017868
Q_line_flow_sending | 8 | 7 | 0.018646
Q_line_flow_sending | 8 | 8 | 0.019498
Q_line_flow_sending | 8 | 9 | 0.019725
Q_line_flow_sending | 8 | 10 | 0.019347
Q_line_flow_sending | 8 | 11 | 0.018266
Q_line_flow_sending | 8 | 12 | 0.016626
Q_line_flow_sending | 8 | 13 | 0.015522
Q_line_flow_sending | 8 | 14 | 0.016182
Q_line_flow_sending | 8 | 15 | 0.01707
Q_line_flow_sending | 8 | 16 | 0.017993
Q_line_flow_sending | 8 | 17 | 0.019071
Q_line_flow_sending | 8 | 18 | 0.021165
Q_line_flow_sending | 8 | 19 | 0.022972
Q_line_flow_sending | 8 | 20 | 0.024347
Q_line_flow_sending | 8 | 21 | 0.024258
Q_line_flow_sending | 8 | 22 | 0.024764
Q_line_flow_sending | 8 | 23 | 0.024139
Q_line_flow_sending | 8 | 24 | 0.021801
Q_line_flow_sending | 9 | 1 | -0.02375
Q_line_flow_sending | 9 | 2 | -0.023825
Q_line_flow_sending | 9 | 3 | -0.022548
Q_line_flow_sending | 9 | 4 | -0.02445
Q_line_flow_sending | 9 | 5 | -0.021788
Q_line_flow_sending | 9 | 6 | -0.021949
Q_line_flow_sending | 9 | 7 | -0.022905
Q_line_flow_sending | 9 | 8 | -0.024747
Q_line_flow_sending | 9 | 9 | -0.027467
Q_line_flow_sending | 9 | 10 | -0.029607
Q_line_flow_sending | 9 | 11 | -0.032109
Q_line_flow_sending | 9 | 12 | -0.033395
Q_line_flow_sending | 9 | 13 | -0.03442
Q_line_flow_sending | 9 | 14 | -0.03294
Q_line_flow_sending | 9 | 15 | -0.032823
Q_line_flow_sending | 9 | 16 | -0.029908
Q_line_flow_sending | 9 | 17 | -0.029293
Q_line_flow_sending | 9 | 18 | -0.029182
Q_line_flow_sending | 9 | 19 | -0.029042
Q_line_flow_sending | 9 | 20 | -0.029325
Q_line_flow_sending | 9 | 21 | -0.029211
Q_line_flow_sending | 9 | 22 | -0.029861
Q_line_flow_sending | 9 | 23 | -0.029058
Q_line_flow_sending | 9 | 24 | -0.02608
Q_line_flow_sending | 10 | 1 | -0.00154
Q_line_flow_sending | 10 | 2 | -0.0015445
Q_line_flow_sending | 10 | 3 | -0.0014685
Q_line_flow_sending | 10 | 4 | -0.0015813
Q_line_flow_sending | 10 | 5 | -0.001423
Q_line_flow_sending | 10 | 6 | -0.0014403
Q_line_flow_sending | 10 | 7 | -0.0014989
Q_line_flow_sending | 10 | 8 | -0.0016182
Q_line_flow_sending | 10 | 9 | -0.0017939
Q_line_flow_sending | 10 | 10 | -0.0019111
Q_line_flow_sending | 10 | 11 | -0.002
Q_line_flow_sending | 10 | 12 | -0.0019805
Q_line_flow_sending | 10 | 13 | -0.0019566
Q_line_flow_sending | 10 | 14 | -0.0019436
Q_line_flow_sending | 10 | 15 | -0.0019805
Q_line_flow_sending | 10 | 16 | -0.0018937
Q_line_flow_sending | 10 | 17 | -0.0018894
Q_line_flow_sending | 10 | 18 | -0.0019046
Q_line_flow_sending | 10 | 19 | -0.0018785
Q_line_flow_sending | 10 | 20 | -0.0018633
Q_line_flow_sending | 10 | 21 | -0.0018568
Q_line_flow_sending | 10 | 22 | -0.0018937
Q_line_flow_sending | 10 | 23 | -0.0018482
Q_line_flow_sending | 10 | 24 | -0.0016768
Q_line_flow_sending | 11 | 1 | -0.0038501
Q_line_flow_sending | 11 | 2 | -0.0038613
Q_line_flow_sending | 11 | 3 | -0.0036715
Q_line_flow_sending | 11 | 4 | -0.0039535
Q_line_flow_sending | 11 | 5 | -0.0035576
Q_line_flow_sending | 11 | 6 | -0.003601
Q_line_flow_sending | 11 | 7 | -0.0037474
Q_line_flow_sending | 11 | 8 | -0.0040457
Q_line_flow_sending | 11 | 9 | -0.004485
Q_line_flow_sending | 11 | 10 | -0.0047778
Q_line_flow_sending | 11 | 11 | -0.0050002
Q_line_flow_sending | 11 | 12 | -0.0049514
Q_line_flow_sending | 11 | 13 | -0.0048917
Q_line_flow_sending | 11 | 14 | -0.0048592
Q_line_flow_sending | 11 | 15 | -0.0049514
Q_line_flow_sending | 11 | 16 | -0.0047344
Q_line_flow_sending | 11 | 17 | -0.0047236
Q_line_flow_sending | 11 | 18 | -0.0047615
Q_line_flow_sending | 11 | 19 | -0.0046965
Q_line_flow_sending | 11 | 20 | -0.0046585
Q_line_flow_sending | 11 | 21 | -0.0046422
Q_line_flow_sending | 11 | 22 | -0.0047344
Q_line_flow_sending | 11 | 23 | -0.0046205
Q_line_flow_sending | 11 | 24 | -0.0041921
Q_line_flow_sending | 12 | 1 | 0.0088818
Q_line_flow_sending | 12 | 2 | 0.0089076
Q_line_flow_sending | 12 | 3 | 0.0084684
Q_line_flow_sending | 12 | 4 | 0.009121
Q_line_flow_sending | 12 | 5 | 0.0082049
Q_line_flow_sending | 12 | 6 | 0.0083053
Q_line_flow_sending | 12 | 7 | 0.008644
Q_line_flow_sending | 12 | 8 | 0.0093343
Q_line_flow_sending | 12 | 9 | 0.010351
Q_line_flow_sending | 12 | 10 | 0.01103
Q_line_flow_sending | 12 | 11 | 0.011545
Q_line_flow_sending | 12 | 12 | 0.011432
Q_line_flow_sending | 12 | 13 | 0.011293
Q_line_flow_sending | 12 | 14 | 0.011218
Q_line_flow_sending | 12 | 15 | 0.011432
Q_line_flow_sending | 12 | 16 | 0.010929
Q_line_flow_sending | 12 | 17 | 0.010904
Q_line_flow_sending | 12 | 18 | 0.010992
Q_line_flow_sending | 12 | 19 | 0.010842
Q_line_flow_sending | 12 | 20 | 0.010754
Q_line_flow_sending | 12 | 21 | 0.010716
Q_line_flow_sending | 12 | 22 | 0.01093
Q_line_flow_sending | 12 | 23 | 0.010666
Q_line_flow_sending | 12 | 24 | 0.0096735
Q_line_flow_sending | 13 | 1 | 0.0061659
Q_line_flow_sending | 13 | 2 | 0.0061838
Q_line_flow_sending | 13 | 3 | 0.0058795
Q_line_flow_sending | 13 | 4 | 0.0063316
Q_line_flow_sending | 13 | 5 | 0.005697
Q_line_flow_sending | 13 | 6 | 0.0057665
Q_line_flow_sending | 13 | 7 | 0.0060012
Q_line_flow_sending | 13 | 8 | 0.0064794
Q_line_flow_sending | 13 | 9 | 0.0071837
Q_line_flow_sending | 13 | 10 | 0.0076533
Q_line_flow_sending | 13 | 11 | 0.0080099
Q_line_flow_sending | 13 | 12 | 0.0079315
Q_line_flow_sending | 13 | 13 | 0.0078358
Q_line_flow_sending | 13 | 14 | 0.0077837
Q_line_flow_sending | 13 | 15 | 0.0079316
Q_line_flow_sending | 13 | 16 | 0.0075837
Q_line_flow_sending | 13 | 17 | 0.0075663
Q_line_flow_sending | 13 | 18 | 0.0076273
Q_line_flow_sending | 13 | 19 | 0.007523
Q_line_flow_sending | 13 | 20 | 0.0074621
Q_line_flow_sending | 13 | 21 | 0.007436
Q_line_flow_sending | 13 | 22 | 0.0075839
Q_line_flow_sending | 13 | 23 | 0.0074012
Q_line_flow_sending | 13 | 24 | 0.0067142
Q_line_flow_sending | 14 | 1 | 0.088939
Q_line_flow_sending | 14 | 2 | 0.08922
Q_line_flow_sending | 14 | 3 | 0.084469
Q_line_flow_sending | 14 | 4 | 0.091543
Q_line_flow_sending | 14 | 5 | 0.081639
Q_line_flow_sending | 14 | 6 | 0.077222
Q_line_flow_sending | 14 | 7 | 0.08078
Q_line_flow_sending | 14 | 8 | 0.082674
Q_line_flow_sending | 14 | 9 | 0.078298
Q_line_flow_sending | 14 | 10 | 0.072341
Q_line_flow_sending | 14 | 11 | 0.063947
Q_line_flow_sending | 14 | 12 | 0.056067
Q_line_flow_sending | 14 | 13 | 0.051697
Q_line_flow_sending | 14 | 14 | 0.054386
Q_line_flow_sending | 14 | 15 | 0.058114
Q_line_flow_sending | 14 | 16 | 0.064515
Q_line_flow_sending | 14 | 17 | 0.071179
Q_line_flow_sending | 14 | 18 | 0.084642
Q_line_flow_sending | 14 | 19 | 0.098597
Q_line_flow_sending | 14 | 20 | 0.10965
Q_line_flow_sending | 14 | 21 | 0.10923
Q_line_flow_sending | 14 | 22 | 0.11164
Q_line_flow_sending | 14 | 23 | 0.10866
Q_line_flow_sending | 14 | 24 | 0.097603
Q_line_flow_sending | 15 | 1 | 0.017228
Q_line_flow_sending | 15 | 2 | 0.017279
Q_line_flow_sending | 15 | 3 | 0.016414
Q_line_flow_sending | 15 | 4 | 0.017699
Q_line_flow_sending | 15 | 5 | 0.015896
Q_line_flow_sending | 15 | 6 | 0.015437
Q_line_flow_sending | 15 | 7 | 0.0161
Q_line_flow_sending | 15 | 8 | 0.016801
Q_line_flow_sending | 15 | 9 | 0.016893
Q_line_flow_sending | 15 | 10 | 0.016413
Q_line_flow_sending | 15 | 11 | 0.015176
Q_line_flow_sending | 15 | 12 | 0.013426
Q_line_flow_sending | 15 | 13 | 0.012202
Q_line_flow_sending | 15 | 14 | 0.013029
Q_line_flow_sending | 15 | 15 | 0.013927
Q_line_flow_sending | 15 | 16 | 0.015095
Q_line_flow_sending | 15 | 17 | 0.016174
Q_line_flow_sending | 15 | 18 | 0.018131
Q_line_flow_sending | 15 | 19 | 0.019753
Q_line_flow_sending | 15 | 20 | 0.02093
Q_line_flow_sending | 15 | 21 | 0.020855
Q_line_flow_sending | 15 | 22 | 0.021279
Q_line_flow_sending | 15 | 23 | 0.020755
Q_line_flow_sending | 15 | 24 | 0.01879
Q_line_flow_sending | 16 | 1 | 0.015625
Q_line_flow_sending | 16 | 2 | 0.015671
Q_line_flow_sending | 16 | 3 | 0.014889
Q_line_flow_sending | 16 | 4 | 0.016051
Q_line_flow_sending | 16 | 5 | 0.01442
Q_line_flow_sending | 16 | 6 | 0.013957
Q_line_flow_sending | 16 | 7 | 0.014557
Q_line_flow_sending | 16 | 8 | 0.015145
Q_line_flow_sending | 16 | 9 | 0.015081
Q_line_flow_sending | 16 | 10 | 0.014492
Q_line_flow_sending | 16 | 11 | 0.01315
Q_line_flow_sending | 16 | 12 | 0.011382
Q_line_flow_sending | 16 | 13 | 0.010145
Q_line_flow_sending | 16 | 14 | 0.01102
Q_line_flow_sending | 16 | 15 | 0.011898
Q_line_flow_sending | 16 | 16 | 0.013187
Q_line_flow_sending | 16 | 17 | 0.014275
Q_line_flow_sending | 16 | 18 | 0.016204
Q_line_flow_sending | 16 | 19 | 0.017817
Q_line_flow_sending | 16 | 20 | 0.018971
Q_line_flow_sending | 16 | 21 | 0.018904
Q_line_flow_sending | 16 | 22 | 0.019287
Q_line_flow_sending | 16 | 23 | 0.018814
Q_line_flow_sending | 16 | 24 | 0.017037
Q_line_flow_sending | 17 | 1 | 0.01393
Q_line_flow_sending | 17 | 2 | 0.013971
Q_line_flow_sending | 17 | 3 | 0.01328
Q_line_flow_sending | 17 | 4 | 0.014306
Q_line_flow_sending | 17 | 5 | 0.012866
Q_line_flow_sending | 17 | 6 | 0.012424
Q_line_flow_sending | 17 | 7 | 0.012956
Q_line_flow_sending | 17 | 8 | 0.013441
Q_line_flow_sending | 17 | 9 | 0.013253
Q_line_flow_sending | 17 | 10 | 0.012552
Q_line_flow_sending | 17 | 11 | 0.011039
Q_line_flow_sending | 17 | 12 | 0.0091512
Q_line_flow_sending | 17 | 13 | 0.0078067
Q_line_flow_sending | 17 | 14 | 0.0088195
Q_line_flow_sending | 17 | 15 | 0.0097196
Q_line_flow_sending | 17 | 16 | 0.011233
Q_line_flow_sending | 17 | 17 | 0.012356
Q_line_flow_sending | 17 | 18 | 0.014256
Q_line_flow_sending | 17 | 19 | 0.015807
Q_line_flow_sending | 17 | 20 | 0.016875
Q_line_flow_sending | 17 | 21 | 0.016816
Q_line_flow_sending | 17 | 22 | 0.017152
Q_line_flow_sending | 17 | 23 | 0.016737
Q_line_flow_sending | 17 | 24 | 0.015175
Q_line_flow_sending | 18 | 1 | 0.058162
Q_line_flow_sending | 18 | 2 | 0.058342
Q_line_flow_sending | 18 | 3 | 0.055294
Q_line_flow_sending | 18 | 4 | 0.059829
Q_line_flow_sending | 18 | 5 | 0.053476
Q_line_flow_sending | 18 | 6 | 0.053154
Q_line_flow_sending | 18 | 7 | 0.055476
Q_line_flow_sending | 18 | 8 | 0.059219
Q_line_flow_sending | 18 | 9 | 0.063325
Q_line_flow_sending | 18 | 10 | 0.065357
Q_line_flow_sending | 18 | 11 | 0.065901
Q_line_flow_sending | 18 | 12 | 0.063454
Q_line_flow_sending | 18 | 13 | 0.061651
Q_line_flow_sending | 18 | 14 | 0.062094
Q_line_flow_sending | 18 | 15 | 0.063983
Q_line_flow_sending | 18 | 16 | 0.063201
Q_line_flow_sending | 18 | 17 | 0.064517
Q_line_flow_sending | 18 | 18 | 0.067701
Q_line_flow_sending | 18 | 19 | 0.0697
Q_line_flow_sending | 18 | 20 | 0.071369
Q_line_flow_sending | 18 | 21 | 0.071099
Q_line_flow_sending | 18 | 22 | 0.072629
Q_line_flow_sending | 18 | 23 | 0.07074
Q_line_flow_sending | 18 | 24 | 0.063702
Q_line_flow_sending | 19 | 1 | 0.054909
Q_line_flow_sending | 19 | 2 | 0.055079
Q_line_flow_sending | 19 | 3 | 0.0522
Q_line_flow_sending | 19 | 4 | 0.056483
Q_line_flow_sending | 19 | 5 | 0.050483
Q_line_flow_sending | 19 | 6 | 0.050137
Q_line_flow_sending | 19 | 7 | 0.05233
Q_line_flow_sending | 19 | 8 | 0.055823
Q_line_flow_sending | 19 | 9 | 0.059583
Q_line_flow_sending | 19 | 10 | 0.061396
Q_line_flow_sending | 19 | 11 | 0.061792
Q_line_flow_sending | 19 | 12 | 0.059415
Q_line_flow_sending | 19 | 13 | 0.057676
Q_line_flow_sending | 19 | 14 | 0.058134
Q_line_flow_sending | 19 | 15 | 0.059935
Q_line_flow_sending | 19 | 16 | 0.059303
Q_line_flow_sending | 19 | 17 | 0.060605
Q_line_flow_sending | 19 | 18 | 0.063712
Q_line_flow_sending | 19 | 19 | 0.065719
Q_line_flow_sending | 19 | 20 | 0.067384
Q_line_flow_sending | 19 | 21 | 0.067129
Q_line_flow_sending | 19 | 22 | 0.068574
Q_line_flow_sending | 19 | 23 | 0.06679
Q_line_flow_sending | 19 | 24 | 0.060142
Q_line_flow_sending | 20 | 1 | 0.050495
Q_line_flow_sending | 20 | 2 | 0.050648
Q_line_flow_sending | 20 | 3 | 0.048055
Q_line_flow_sending | 20 | 4 | 0.051911
Q_line_flow_sending | 20 | 5 | 0.046506
Q_line_flow_sending | 20 | 6 | 0.046215
Q_line_flow_sending | 20 | 7 | 0.048195
Q_line_flow_sending | 20 | 8 | 0.05137
Q_line_flow_sending | 20 | 9 | 0.05484
Q_line_flow_sending | 20 | 10 | 0.056559
Q_line_flow_sending | 20 | 11 | 0.057016
Q_line_flow_sending | 20 | 12 | 0.054907
Q_line_flow_sending | 20 | 13 | 0.05334
Q_line_flow_sending | 20 | 14 | 0.053737
Q_line_flow_sending | 20 | 15 | 0.055366
Q_line_flow_sending | 20 | 16 | 0.054712
Q_line_flow_sending | 20 | 17 | 0.055843
Q_line_flow_sending | 20 | 18 | 0.058557
Q_line_flow_sending | 20 | 19 | 0.060255
Q_line_flow_sending | 20 | 20 | 0.061667
Q_line_flow_sending | 20 | 21 | 0.06144
Q_line_flow_sending | 20 | 22 | 0.062728
Q_line_flow_sending | 20 | 23 | 0.061137
Q_line_flow_sending | 20 | 24 | 0.055194
Q_line_flow_sending | 21 | 1 | 0.018725
Q_line_flow_sending | 21 | 2 | 0.01878
Q_line_flow_sending | 21 | 3 | 0.017844
Q_line_flow_sending | 21 | 4 | 0.019235
Q_line_flow_sending | 21 | 5 | 0.017284
Q_line_flow_sending | 21 | 6 | 0.017497
Q_line_flow_sending | 21 | 7 | 0.018218
Q_line_flow_sending | 21 | 8 | 0.019689
Q_line_flow_sending | 21 | 9 | 0.021859
Q_line_flow_sending | 21 | 10 | 0.023309
Q_line_flow_sending | 21 | 11 | 0.024411
Q_line_flow_sending | 21 | 12 | 0.024166
Q_line_flow_sending | 21 | 13 | 0.023868
Q_line_flow_sending | 21 | 14 | 0.023708
Q_line_flow_sending | 21 | 15 | 0.024167
Q_line_flow_sending | 21 | 16 | 0.023093
Q_line_flow_sending | 21 | 17 | 0.02304
Q_line_flow_sending | 21 | 18 | 0.023231
Q_line_flow_sending | 21 | 19 | 0.02291
Q_line_flow_sending | 21 | 20 | 0.022724
Q_line_flow_sending | 21 | 21 | 0.022643
Q_line_flow_sending | 21 | 22 | 0.0231
Q_line_flow_sending | 21 | 23 | 0.022535
Q_line_flow_sending | 21 | 24 | 0.020413
Q_line_flow_sending | 22 | 1 | 0.093573
Q_line_flow_sending | 22 | 2 | 0.093851
Q_line_flow_sending | 22 | 3 | 0.08914
Q_line_flow_sending | 22 | 4 | 0.096143
Q_line_flow_sending | 22 | 5 | 0.086319
Q_line_flow_sending | 22 | 6 | 0.087393
Q_line_flow_sending | 22 | 7 | 0.090521
Q_line_flow_sending | 22 | 8 | 0.096426
Q_line_flow_sending | 22 | 9 | 0.10441
Q_line_flow_sending | 22 | 10 | 0.10801
Q_line_flow_sending | 22 | 11 | 0.11218
Q_line_flow_sending | 22 | 12 | 0.10933
Q_line_flow_sending | 22 | 13 | 0.10787
Q_line_flow_sending | 22 | 14 | 0.1083
Q_line_flow_sending | 22 | 15 | 0.11362
Q_line_flow_sending | 22 | 16 | 0.10918
Q_line_flow_sending | 22 | 17 | 0.10938
Q_line_flow_sending | 22 | 18 | 0.11273
Q_line_flow_sending | 22 | 19 | 0.11471
Q_line_flow_sending | 22 | 20 | 0.11376
Q_line_flow_sending | 22 | 21 | 0.11335
Q_line_flow_sending | 22 | 22 | 0.11566
Q_line_flow_sending | 22 | 23 | 0.1128
Q_line_flow_sending | 22 | 24 | 0.10209
Q_line_flow_sending | 23 | 1 | 0.089313
Q_line_flow_sending | 23 | 2 | 0.089577
Q_line_flow_sending | 23 | 3 | 0.085097
Q_line_flow_sending | 23 | 4 | 0.091756
Q_line_flow_sending | 23 | 5 | 0.082413
Q_line_flow_sending | 23 | 6 | 0.083435
Q_line_flow_sending | 23 | 7 | 0.086404
Q_line_flow_sending | 23 | 8 | 0.092004
Q_line_flow_sending | 23 | 9 | 0.099563
Q_line_flow_sending | 23 | 10 | 0.10292
Q_line_flow_sending | 23 | 11 | 0.10687
Q_line_flow_sending | 23 | 12 | 0.10411
Q_line_flow_sending | 23 | 13 | 0.10272
Q_line_flow_sending | 23 | 14 | 0.10316
Q_line_flow_sending | 23 | 15 | 0.10829
Q_line_flow_sending | 23 | 16 | 0.10408
Q_line_flow_sending | 23 | 17 | 0.10427
Q_line_flow_sending | 23 | 18 | 0.10748
Q_line_flow_sending | 23 | 19 | 0.10939
Q_line_flow_sending | 23 | 20 | 0.10849
Q_line_flow_sending | 23 | 21 | 0.1081
Q_line_flow_sending | 23 | 22 | 0.1103
Q_line_flow_sending | 23 | 23 | 0.10759
Q_line_flow_sending | 23 | 24 | 0.097406
Q_line_flow_sending | 24 | 1 | 0.073069
Q_line_flow_sending | 24 | 2 | 0.073283
Q_line_flow_sending | 24 | 3 | 0.069646
Q_line_flow_sending | 24 | 4 | 0.075051
Q_line_flow_sending | 24 | 5 | 0.067465
Q_line_flow_sending | 24 | 6 | 0.068296
Q_line_flow_sending | 24 | 7 | 0.070658
Q_line_flow_sending | 24 | 8 | 0.075054
Q_line_flow_sending | 24 | 9 | 0.080888
Q_line_flow_sending | 24 | 10 | 0.083196
Q_line_flow_sending | 24 | 11 | 0.086242
Q_line_flow_sending | 24 | 12 | 0.08377
Q_line_flow_sending | 24 | 13 | 0.082638
Q_line_flow_sending | 24 | 14 | 0.08317
Q_line_flow_sending | 24 | 15 | 0.08772
Q_line_flow_sending | 24 | 16 | 0.084402
Q_line_flow_sending | 24 | 17 | 0.08461
Q_line_flow_sending | 24 | 18 | 0.087465
Q_line_flow_sending | 24 | 19 | 0.089333
Q_line_flow_sending | 24 | 20 | 0.088602
Q_line_flow_sending | 24 | 21 | 0.088288
Q_line_flow_sending | 24 | 22 | 0.090064
Q_line_flow_sending | 24 | 23 | 0.087871
Q_line_flow_sending | 24 | 24 | 0.079631
Q_line_flow_sending | 25 | 1 | 0.0053938
Q_line_flow_sending | 25 | 2 | 0.0054095
Q_line_flow_sending | 25 | 3 | 0.0051434
Q_line_flow_sending | 25 | 4 | 0.0055387
Q_line_flow_sending | 25 | 5 | 0.0049837
Q_line_flow_sending | 25 | 6 | 0.0050445
Q_line_flow_sending | 25 | 7 | 0.0052498
Q_line_flow_sending | 25 | 8 | 0.005668
Q_line_flow_sending | 25 | 9 | 0.0062839
Q_line_flow_sending | 25 | 10 | 0.0066946
Q_line_flow_sending | 25 | 11 | 0.0070064
Q_line_flow_sending | 25 | 12 | 0.006938
Q_line_flow_sending | 25 | 13 | 0.0068543
Q_line_flow_sending | 25 | 14 | 0.0068087
Q_line_flow_sending | 25 | 15 | 0.006938
Q_line_flow_sending | 25 | 16 | 0.0066337
Q_line_flow_sending | 25 | 17 | 0.0066185
Q_line_flow_sending | 25 | 18 | 0.0066718
Q_line_flow_sending | 25 | 19 | 0.0065805
Q_line_flow_sending | 25 | 20 | 0.0065273
Q_line_flow_sending | 25 | 21 | 0.0065045
Q_line_flow_sending | 25 | 22 | 0.0066338
Q_line_flow_sending | 25 | 23 | 0.0064741
Q_line_flow_sending | 25 | 24 | 0.0058733
Q_line_flow_sending | 26 | 1 | 0.0034673
Q_line_flow_sending | 26 | 2 | 0.0034774
Q_line_flow_sending | 26 | 3 | 0.0033063
Q_line_flow_sending | 26 | 4 | 0.0035605
Q_line_flow_sending | 26 | 5 | 0.0032037
Q_line_flow_sending | 26 | 6 | 0.0032428
Q_line_flow_sending | 26 | 7 | 0.0033748
Q_line_flow_sending | 26 | 8 | 0.0036436
Q_line_flow_sending | 26 | 9 | 0.0040395
Q_line_flow_sending | 26 | 10 | 0.0043035
Q_line_flow_sending | 26 | 11 | 0.0045039
Q_line_flow_sending | 26 | 12 | 0.0044599
Q_line_flow_sending | 26 | 13 | 0.0044061
Q_line_flow_sending | 26 | 14 | 0.0043768
Q_line_flow_sending | 26 | 15 | 0.0044599
Q_line_flow_sending | 26 | 16 | 0.0042644
Q_line_flow_sending | 26 | 17 | 0.0042546
Q_line_flow_sending | 26 | 18 | 0.0042888
Q_line_flow_sending | 26 | 19 | 0.0042302
Q_line_flow_sending | 26 | 20 | 0.0041959
Q_line_flow_sending | 26 | 21 | 0.0041813
Q_line_flow_sending | 26 | 22 | 0.0042644
Q_line_flow_sending | 26 | 23 | 0.0041617
Q_line_flow_sending | 26 | 24 | 0.0037755
Q_line_flow_sending | 27 | 1 | 0.0015414
Q_line_flow_sending | 27 | 2 | 0.0015459
Q_line_flow_sending | 27 | 3 | 0.0014698
Q_line_flow_sending | 27 | 4 | 0.0015828
Q_line_flow_sending | 27 | 5 | 0.0014242
Q_line_flow_sending | 27 | 6 | 0.0014416
Q_line_flow_sending | 27 | 7 | 0.0015003
Q_line_flow_sending | 27 | 8 | 0.0016198
Q_line_flow_sending | 27 | 9 | 0.0017959
Q_line_flow_sending | 27 | 10 | 0.0019133
Q_line_flow_sending | 27 | 11 | 0.0020024
Q_line_flow_sending | 27 | 12 | 0.0019828
Q_line_flow_sending | 27 | 13 | 0.0019589
Q_line_flow_sending | 27 | 14 | 0.0019459
Q_line_flow_sending | 27 | 15 | 0.0019828
Q_line_flow_sending | 27 | 16 | 0.0018959
Q_line_flow_sending | 27 | 17 | 0.0018915
Q_line_flow_sending | 27 | 18 | 0.0019067
Q_line_flow_sending | 27 | 19 | 0.0018807
Q_line_flow_sending | 27 | 20 | 0.0018654
Q_line_flow_sending | 27 | 21 | 0.0018589
Q_line_flow_sending | 27 | 22 | 0.0018959
Q_line_flow_sending | 27 | 23 | 0.0018502
Q_line_flow_sending | 27 | 24 | 0.0016785
Q_line_flow_sending | 28 | 1 | 0.22976
Q_line_flow_sending | 28 | 2 | 0.23044
Q_line_flow_sending | 28 | 3 | 0.21889
Q_line_flow_sending | 28 | 4 | 0.23606
Q_line_flow_sending | 28 | 5 | 0.21198
Q_line_flow_sending | 28 | 6 | 0.21461
Q_line_flow_sending | 28 | 7 | 0.22141
Q_line_flow_sending | 28 | 8 | 0.2333
Q_line_flow_sending | 28 | 9 | 0.2478
Q_line_flow_sending | 28 | 10 | 0.25011
Q_line_flow_sending | 28 | 11 | 0.25793
Q_line_flow_sending | 28 | 12 | 0.2479
Q_line_flow_sending | 28 | 13 | 0.24435
Q_line_flow_sending | 28 | 14 | 0.24769
Q_line_flow_sending | 28 | 15 | 0.26621
Q_line_flow_sending | 28 | 16 | 0.25699
Q_line_flow_sending | 28 | 17 | 0.25828
Q_line_flow_sending | 28 | 18 | 0.27064
Q_line_flow_sending | 28 | 19 | 0.28156
Q_line_flow_sending | 28 | 20 | 0.27922
Q_line_flow_sending | 28 | 21 | 0.27822
Q_line_flow_sending | 28 | 22 | 0.28389
Q_line_flow_sending | 28 | 23 | 0.27689
Q_line_flow_sending | 28 | 24 | 0.25063
Q_line_flow_sending | 29 | 1 | 0.051659
Q_line_flow_sending | 29 | 2 | 0.051809
Q_line_flow_sending | 29 | 3 | 0.049259
Q_line_flow_sending | 29 | 4 | 0.053048
Q_line_flow_sending | 29 | 5 | 0.047729
Q_line_flow_sending | 29 | 6 | 0.048312
Q_line_flow_sending | 29 | 7 | 0.049875
Q_line_flow_sending | 29 | 8 | 0.052672
Q_line_flow_sending | 29 | 9 | 0.056166
Q_line_flow_sending | 29 | 10 | 0.056917
Q_line_flow_sending | 29 | 11 | 0.058716
Q_line_flow_sending | 29 | 12 | 0.056488
Q_line_flow_sending | 29 | 13 | 0.055687
Q_line_flow_sending | 29 | 14 | 0.056429
Q_line_flow_sending | 29 | 15 | 0.060437
Q_line_flow_sending | 29 | 16 | 0.058319
Q_line_flow_sending | 29 | 17 | 0.058572
Q_line_flow_sending | 29 | 18 | 0.061084
Q_line_flow_sending | 29 | 19 | 0.063036
Q_line_flow_sending | 29 | 20 | 0.062525
Q_line_flow_sending | 29 | 21 | 0.062306
Q_line_flow_sending | 29 | 22 | 0.063546
Q_line_flow_sending | 29 | 23 | 0.062015
Q_line_flow_sending | 29 | 24 | 0.056255
Q_line_flow_sending | 30 | 1 | 0.0054005
Q_line_flow_sending | 30 | 2 | 0.0054162
Q_line_flow_sending | 30 | 3 | 0.0051495
Q_line_flow_sending | 30 | 4 | 0.0055458
Q_line_flow_sending | 30 | 5 | 0.0049894
Q_line_flow_sending | 30 | 6 | 0.0050504
Q_line_flow_sending | 30 | 7 | 0.0052561
Q_line_flow_sending | 30 | 8 | 0.0056753
Q_line_flow_sending | 30 | 9 | 0.0062929
Q_line_flow_sending | 30 | 10 | 0.0067046
Q_line_flow_sending | 30 | 11 | 0.0070173
Q_line_flow_sending | 30 | 12 | 0.0069485
Q_line_flow_sending | 30 | 13 | 0.0068646
Q_line_flow_sending | 30 | 14 | 0.0068189
Q_line_flow_sending | 30 | 15 | 0.0069489
Q_line_flow_sending | 30 | 16 | 0.0066437
Q_line_flow_sending | 30 | 17 | 0.0066285
Q_line_flow_sending | 30 | 18 | 0.0066821
Q_line_flow_sending | 30 | 19 | 0.0065908
Q_line_flow_sending | 30 | 20 | 0.0065374
Q_line_flow_sending | 30 | 21 | 0.0065145
Q_line_flow_sending | 30 | 22 | 0.0066442
Q_line_flow_sending | 30 | 23 | 0.006484
Q_line_flow_sending | 30 | 24 | 0.0058813
Q_line_flow_sending | 31 | 1 | 0.018692
Q_line_flow_sending | 31 | 2 | 0.018902
Q_line_flow_sending | 31 | 3 | 0.01547
Q_line_flow_sending | 31 | 4 | 0.020671
Q_line_flow_sending | 31 | 5 | 0.013546
Q_line_flow_sending | 31 | 6 | -0.028897
Q_line_flow_sending | 31 | 7 | -0.012604
Q_line_flow_sending | 31 | 8 | -0.0083247
Q_line_flow_sending | 31 | 9 | -0.043124
Q_line_flow_sending | 31 | 10 | -0.047927
Q_line_flow_sending | 31 | 11 | -0.15094
Q_line_flow_sending | 31 | 12 | -0.19439
Q_line_flow_sending | 31 | 13 | -0.25156
Q_line_flow_sending | 31 | 14 | -0.23193
Q_line_flow_sending | 31 | 15 | -0.29339
Q_line_flow_sending | 31 | 16 | -0.18873
Q_line_flow_sending | 31 | 17 | -0.13046
Q_line_flow_sending | 31 | 18 | -0.082305
Q_line_flow_sending | 31 | 19 | -0.055265
Q_line_flow_sending | 31 | 20 | 0.036486
Q_line_flow_sending | 31 | 21 | 0.036075
Q_line_flow_sending | 31 | 22 | 0.038436
Q_line_flow_sending | 31 | 23 | 0.03553
Q_line_flow_sending | 31 | 24 | 0.025568
Q_line_flow_sending | 32 | 1 | -0.0077
Q_line_flow_sending | 32 | 2 | -0.0077223
Q_line_flow_sending | 32 | 3 | -0.0073427
Q_line_flow_sending | 32 | 4 | -0.0079067
Q_line_flow_sending | 32 | 5 | -0.007115
Q_line_flow_sending | 32 | 6 | -0.0072017
Q_line_flow_sending | 32 | 7 | -0.0074946
Q_line_flow_sending | 32 | 8 | -0.0080911
Q_line_flow_sending | 32 | 9 | -0.0089696
Q_line_flow_sending | 32 | 10 | -0.0095553
Q_line_flow_sending | 32 | 11 | -0.01
Q_line_flow_sending | 32 | 12 | -0.0099024
Q_line_flow_sending | 32 | 13 | -0.0097831
Q_line_flow_sending | 32 | 14 | -0.009718
Q_line_flow_sending | 32 | 15 | -0.0099024
Q_line_flow_sending | 32 | 16 | -0.0094685
Q_line_flow_sending | 32 | 17 | -0.0094469
Q_line_flow_sending | 32 | 18 | -0.0095228
Q_line_flow_sending | 32 | 19 | -0.0093926
Q_line_flow_sending | 32 | 20 | -0.0093167
Q_line_flow_sending | 32 | 21 | -0.0092842
Q_line_flow_sending | 32 | 22 | -0.0094685
Q_line_flow_sending | 32 | 23 | -0.0092408
Q_line_flow_sending | 32 | 24 | -0.0083839
Q_line_flow_sending | 33 | 1 | 0.028276
Q_line_flow_sending | 33 | 2 | 0.028362
Q_line_flow_sending | 33 | 3 | 0.026899
Q_line_flow_sending | 33 | 4 | 0.029076
Q_line_flow_sending | 33 | 5 | 0.026024
Q_line_flow_sending | 33 | 6 | 0.025516
Q_line_flow_sending | 33 | 7 | 0.026629
Q_line_flow_sending | 33 | 8 | 0.028072
Q_line_flow_sending | 33 | 9 | 0.029045
Q_line_flow_sending | 33 | 10 | 0.029128
Q_line_flow_sending | 33 | 11 | 0.028383
Q_line_flow_sending | 33 | 12 | 0.026628
Q_line_flow_sending | 33 | 13 | 0.025442
Q_line_flow_sending | 33 | 14 | 0.026
Q_line_flow_sending | 33 | 15 | 0.027067
Q_line_flow_sending | 33 | 16 | 0.027599
Q_line_flow_sending | 33 | 17 | 0.028734
Q_line_flow_sending | 33 | 18 | 0.031111
Q_line_flow_sending | 33 | 19 | 0.033062
Q_line_flow_sending | 33 | 20 | 0.034598
Q_line_flow_sending | 33 | 21 | 0.034469
Q_line_flow_sending | 33 | 22 | 0.0352
Q_line_flow_sending | 33 | 23 | 0.034298
Q_line_flow_sending | 33 | 24 | 0.030932
Q_line_flow_sending | 34 | 1 | 0.018283
Q_line_flow_sending | 34 | 2 | 0.018338
Q_line_flow_sending | 34 | 3 | 0.017406
Q_line_flow_sending | 34 | 4 | 0.018792
Q_line_flow_sending | 34 | 5 | 0.016849
Q_line_flow_sending | 34 | 6 | 0.016342
Q_line_flow_sending | 34 | 7 | 0.017053
Q_line_flow_sending | 34 | 8 | 0.017793
Q_line_flow_sending | 34 | 9 | 0.017882
Q_line_flow_sending | 34 | 10 | 0.017412
Q_line_flow_sending | 34 | 11 | 0.016245
Q_line_flow_sending | 34 | 12 | 0.014594
Q_line_flow_sending | 34 | 13 | 0.013477
Q_line_flow_sending | 34 | 14 | 0.014186
Q_line_flow_sending | 34 | 15 | 0.015051
Q_line_flow_sending | 34 | 16 | 0.016084
Q_line_flow_sending | 34 | 17 | 0.01716
Q_line_flow_sending | 34 | 18 | 0.0192
Q_line_flow_sending | 34 | 19 | 0.020964
Q_line_flow_sending | 34 | 20 | 0.02229
Q_line_flow_sending | 34 | 21 | 0.022209
Q_line_flow_sending | 34 | 22 | 0.02267
Q_line_flow_sending | 34 | 23 | 0.0221
Q_line_flow_sending | 34 | 24 | 0.01997
Q_line_flow_sending | 35 | 1 | -0.015428
Q_line_flow_sending | 35 | 2 | -0.015472
Q_line_flow_sending | 35 | 3 | -0.01471
Q_line_flow_sending | 35 | 4 | -0.015843
Q_line_flow_sending | 35 | 5 | -0.014253
Q_line_flow_sending | 35 | 6 | -0.014427
Q_line_flow_sending | 35 | 7 | -0.015015
Q_line_flow_sending | 35 | 8 | -0.016213
Q_line_flow_sending | 35 | 9 | -0.017977
Q_line_flow_sending | 35 | 10 | -0.019153
Q_line_flow_sending | 35 | 11 | -0.020046
Q_line_flow_sending | 35 | 12 | -0.01985
Q_line_flow_sending | 35 | 13 | -0.01961
Q_line_flow_sending | 35 | 14 | -0.019479
Q_line_flow_sending | 35 | 15 | -0.01985
Q_line_flow_sending | 35 | 16 | -0.018979
Q_line_flow_sending | 35 | 17 | -0.018935
Q_line_flow_sending | 35 | 18 | -0.019088
Q_line_flow_sending | 35 | 19 | -0.018827
Q_line_flow_sending | 35 | 20 | -0.018674
Q_line_flow_sending | 35 | 21 | -0.018609
Q_line_flow_sending | 35 | 22 | -0.018979
Q_line_flow_sending | 35 | 23 | -0.018522
Q_line_flow_sending | 35 | 24 | -0.016801
Q_line_flow_sending | 36 | 1 | 0.010811
Q_line_flow_sending | 36 | 2 | 0.010843
Q_line_flow_sending | 36 | 3 | 0.010308
Q_line_flow_sending | 36 | 4 | 0.011102
Q_line_flow_sending | 36 | 5 | 0.0099873
Q_line_flow_sending | 36 | 6 | 0.010109
Q_line_flow_sending | 36 | 7 | 0.010522
Q_line_flow_sending | 36 | 8 | 0.011362
Q_line_flow_sending | 36 | 9 | 0.012599
Q_line_flow_sending | 36 | 10 | 0.013423
Q_line_flow_sending | 36 | 11 | 0.014049
Q_line_flow_sending | 36 | 12 | 0.01391
Q_line_flow_sending | 36 | 13 | 0.013741
Q_line_flow_sending | 36 | 14 | 0.01365
Q_line_flow_sending | 36 | 15 | 0.013911
Q_line_flow_sending | 36 | 16 | 0.0133
Q_line_flow_sending | 36 | 17 | 0.01327
Q_line_flow_sending | 36 | 18 | 0.013379
Q_line_flow_sending | 36 | 19 | 0.013197
Q_line_flow_sending | 36 | 20 | 0.01309
Q_line_flow_sending | 36 | 21 | 0.013044
Q_line_flow_sending | 36 | 22 | 0.013305
Q_line_flow_sending | 36 | 23 | 0.012983
Q_line_flow_sending | 36 | 24 | 0.011775
Q_line_flow_sending | 37 | 1 | 0.057202
Q_line_flow_sending | 37 | 2 | 0.057369
Q_line_flow_sending | 37 | 3 | 0.054538
Q_line_flow_sending | 37 | 4 | 0.058745
Q_line_flow_sending | 37 | 5 | 0.05284
Q_line_flow_sending | 37 | 6 | 0.053486
Q_line_flow_sending | 37 | 7 | 0.055255
Q_line_flow_sending | 37 | 8 | 0.058466
Q_line_flow_sending | 37 | 9 | 0.062574
Q_line_flow_sending | 37 | 10 | 0.063762
Q_line_flow_sending | 37 | 11 | 0.065902
Q_line_flow_sending | 37 | 12 | 0.063642
Q_line_flow_sending | 37 | 13 | 0.062756
Q_line_flow_sending | 37 | 14 | 0.06342
Q_line_flow_sending | 37 | 15 | 0.067525
Q_line_flow_sending | 37 | 16 | 0.065089
Q_line_flow_sending | 37 | 17 | 0.065327
Q_line_flow_sending | 37 | 18 | 0.067914
Q_line_flow_sending | 37 | 19 | 0.069842
Q_line_flow_sending | 37 | 20 | 0.069275
Q_line_flow_sending | 37 | 21 | 0.069031
Q_line_flow_sending | 37 | 22 | 0.07041
Q_line_flow_sending | 37 | 23 | 0.068707
Q_line_flow_sending | 37 | 24 | 0.062307

## P_line_flow_receiving
Variable_name | Index: Lines | Index: Times | Value
P_line_flow_receiving | 1 | 1 | -0.29371
P_line_flow_receiving | 1 | 2 | -0.29458
P_line_flow_receiving | 1 | 3 | -0.27972
P_line_flow_receiving | 1 | 4 | -0.30182
P_line_flow_receiving | 1 | 5 | -0.27082
P_line_flow_receiving | 1 | 6 | -0.26788
P_line_flow_receiving | 1 | 7 | -0.27513
P_line_flow_receiving | 1 | 8 | -0.27961
P_line_flow_receiving | 1 | 9 | -0.27022
P_line_flow_receiving | 1 | 10 | -0.24162
P_line_flow_receiving | 1 | 11 | -0.2225
P_line_flow_receiving | 1 | 12 | -0.18493
P_line_flow_receiving | 1 | 13 | -0.16886
P_line_flow_receiving | 1 | 14 | -0.19002
P_line_flow_receiving | 1 | 15 | -0.23151
P_line_flow_receiving | 1 | 16 | -0.24669
P_line_flow_receiving | 1 | 17 | -0.26206
P_line_flow_receiving | 1 | 18 | -0.3043
P_line_flow_receiving | 1 | 19 | -0.3476
P_line_flow_receiving | 1 | 20 | -0.35751
P_line_flow_receiving | 1 | 21 | -0.35622
P_line_flow_receiving | 1 | 22 | -0.36355
P_line_flow_receiving | 1 | 23 | -0.3545
P_line_flow_receiving | 1 | 24 | -0.3206
P_line_flow_receiving | 2 | 1 | -0.16521
P_line_flow_receiving | 2 | 2 | -0.16569
P_line_flow_receiving | 2 | 3 | -0.15741
P_line_flow_receiving | 2 | 4 | -0.16972
P_line_flow_receiving | 2 | 5 | -0.15245
P_line_flow_receiving | 2 | 6 | -0.15434
P_line_flow_receiving | 2 | 7 | -0.15659
P_line_flow_receiving | 2 | 8 | -0.15721
P_line_flow_receiving | 2 | 9 | -0.15172
P_line_flow_receiving | 2 | 10 | -0.13189
P_line_flow_receiving | 2 | 11 | -0.1294
P_line_flow_receiving | 2 | 12 | -0.11122
P_line_flow_receiving | 2 | 13 | -0.10864
P_line_flow_receiving | 2 | 14 | -0.11927
P_line_flow_receiving | 2 | 15 | -0.1516
P_line_flow_receiving | 2 | 16 | -0.15031
P_line_flow_receiving | 2 | 17 | -0.15393
P_line_flow_receiving | 2 | 18 | -0.17611
P_line_flow_receiving | 2 | 19 | -0.20232
P_line_flow_receiving | 2 | 20 | -0.20065
P_line_flow_receiving | 2 | 21 | -0.19993
P_line_flow_receiving | 2 | 22 | -0.20399
P_line_flow_receiving | 2 | 23 | -0.19897
P_line_flow_receiving | 2 | 24 | -0.18016
P_line_flow_receiving | 3 | 1 | -0.047865
P_line_flow_receiving | 3 | 2 | -0.048004
P_line_flow_receiving | 3 | 3 | -0.045638
P_line_flow_receiving | 3 | 4 | -0.049153
P_line_flow_receiving | 3 | 5 | -0.044219
P_line_flow_receiving | 3 | 6 | -0.04476
P_line_flow_receiving | 3 | 7 | -0.046584
P_line_flow_receiving | 3 | 8 | -0.050303
P_line_flow_receiving | 3 | 9 | -0.055781
P_line_flow_receiving | 3 | 10 | -0.059435
P_line_flow_receiving | 3 | 11 | -0.062211
P_line_flow_receiving | 3 | 12 | -0.061601
P_line_flow_receiving | 3 | 13 | -0.060856
P_line_flow_receiving | 3 | 14 | -0.06045
P_line_flow_receiving | 3 | 15 | -0.061602
P_line_flow_receiving | 3 | 16 | -0.058894
P_line_flow_receiving | 3 | 17 | -0.058759
P_line_flow_receiving | 3 | 18 | -0.059233
P_line_flow_receiving | 3 | 19 | -0.058421
P_line_flow_receiving | 3 | 20 | -0.057947
P_line_flow_receiving | 3 | 21 | -0.057744
P_line_flow_receiving | 3 | 22 | -0.058895
P_line_flow_receiving | 3 | 23 | -0.057474
P_line_flow_receiving | 3 | 24 | -0.052129
P_line_flow_receiving | 4 | 1 | -0.038582
P_line_flow_receiving | 4 | 2 | -0.038694
P_line_flow_receiving | 4 | 3 | -0.036788
P_line_flow_receiving | 4 | 4 | -0.03962
P_line_flow_receiving | 4 | 5 | -0.035644
P_line_flow_receiving | 4 | 6 | -0.03608
P_line_flow_receiving | 4 | 7 | -0.03755
P_line_flow_receiving | 4 | 8 | -0.040546
P_line_flow_receiving | 4 | 9 | -0.044959
P_line_flow_receiving | 4 | 10 | -0.047902
P_line_flow_receiving | 4 | 11 | -0.050138
P_line_flow_receiving | 4 | 12 | -0.049647
P_line_flow_receiving | 4 | 13 | -0.049047
P_line_flow_receiving | 4 | 14 | -0.04872
P_line_flow_receiving | 4 | 15 | -0.049647
P_line_flow_receiving | 4 | 16 | -0.047466
P_line_flow_receiving | 4 | 17 | -0.047357
P_line_flow_receiving | 4 | 18 | -0.047739
P_line_flow_receiving | 4 | 19 | -0.047085
P_line_flow_receiving | 4 | 20 | -0.046704
P_line_flow_receiving | 4 | 21 | -0.04654
P_line_flow_receiving | 4 | 22 | -0.047467
P_line_flow_receiving | 4 | 23 | -0.046322
P_line_flow_receiving | 4 | 24 | -0.042017
P_line_flow_receiving | 5 | 1 | -0.03389
P_line_flow_receiving | 5 | 2 | -0.033988
P_line_flow_receiving | 5 | 3 | -0.032317
P_line_flow_receiving | 5 | 4 | -0.0348
P_line_flow_receiving | 5 | 5 | -0.031314
P_line_flow_receiving | 5 | 6 | -0.031696
P_line_flow_receiving | 5 | 7 | -0.032985
P_line_flow_receiving | 5 | 8 | -0.035612
P_line_flow_receiving | 5 | 9 | -0.03948
P_line_flow_receiving | 5 | 10 | -0.042059
P_line_flow_receiving | 5 | 11 | -0.044017
P_line_flow_receiving | 5 | 12 | -0.043587
P_line_flow_receiving | 5 | 13 | -0.043061
P_line_flow_receiving | 5 | 14 | -0.042775
P_line_flow_receiving | 5 | 15 | -0.043587
P_line_flow_receiving | 5 | 16 | -0.041677
P_line_flow_receiving | 5 | 17 | -0.041581
P_line_flow_receiving | 5 | 18 | -0.041915
P_line_flow_receiving | 5 | 19 | -0.041342
P_line_flow_receiving | 5 | 20 | -0.041008
P_line_flow_receiving | 5 | 21 | -0.040865
P_line_flow_receiving | 5 | 22 | -0.041677
P_line_flow_receiving | 5 | 23 | -0.040674
P_line_flow_receiving | 5 | 24 | -0.036901
P_line_flow_receiving | 6 | 1 | -0.0154
P_line_flow_receiving | 6 | 2 | -0.015445
P_line_flow_receiving | 6 | 3 | -0.014685
P_line_flow_receiving | 6 | 4 | -0.015813
P_line_flow_receiving | 6 | 5 | -0.01423
P_line_flow_receiving | 6 | 6 | -0.014403
P_line_flow_receiving | 6 | 7 | -0.014989
P_line_flow_receiving | 6 | 8 | -0.016182
P_line_flow_receiving | 6 | 9 | -0.017939
P_line_flow_receiving | 6 | 10 | -0.019111
P_line_flow_receiving | 6 | 11 | -0.02
P_line_flow_receiving | 6 | 12 | -0.019805
P_line_flow_receiving | 6 | 13 | -0.019566
P_line_flow_receiving | 6 | 14 | -0.019436
P_line_flow_receiving | 6 | 15 | -0.019805
P_line_flow_receiving | 6 | 16 | -0.018937
P_line_flow_receiving | 6 | 17 | -0.018894
P_line_flow_receiving | 6 | 18 | -0.019046
P_line_flow_receiving | 6 | 19 | -0.018785
P_line_flow_receiving | 6 | 20 | -0.018633
P_line_flow_receiving | 6 | 21 | -0.018568
P_line_flow_receiving | 6 | 22 | -0.018937
P_line_flow_receiving | 6 | 23 | -0.018482
P_line_flow_receiving | 6 | 24 | -0.016768
P_line_flow_receiving | 7 | 1 | -0.47221
P_line_flow_receiving | 7 | 2 | -0.47361
P_line_flow_receiving | 7 | 3 | -0.44985
P_line_flow_receiving | 7 | 4 | -0.48516
P_line_flow_receiving | 7 | 5 | -0.43563
P_line_flow_receiving | 7 | 6 | -0.39702
P_line_flow_receiving | 7 | 7 | -0.41826
P_line_flow_receiving | 7 | 8 | -0.42055
P_line_flow_receiving | 7 | 9 | -0.36258
P_line_flow_receiving | 7 | 10 | -0.29413
P_line_flow_receiving | 7 | 11 | -0.16241
P_line_flow_receiving | 7 | 12 | -0.045338
P_line_flow_receiving | 7 | 13 | 0.042551
P_line_flow_receiving | 7 | 14 | -0.02545
P_line_flow_receiving | 7 | 15 | -0.056206
P_line_flow_receiving | 7 | 16 | -0.18967
P_line_flow_receiving | 7 | 17 | -0.26958
P_line_flow_receiving | 7 | 18 | -0.38769
P_line_flow_receiving | 7 | 19 | -0.48962
P_line_flow_receiving | 7 | 20 | -0.57398
P_line_flow_receiving | 7 | 21 | -0.57192
P_line_flow_receiving | 7 | 22 | -0.58359
P_line_flow_receiving | 7 | 23 | -0.56918
P_line_flow_receiving | 7 | 24 | -0.51513
P_line_flow_receiving | 8 | 1 | -0.046764
P_line_flow_receiving | 8 | 2 | -0.046901
P_line_flow_receiving | 8 | 3 | -0.044566
P_line_flow_receiving | 8 | 4 | -0.048037
P_line_flow_receiving | 8 | 5 | -0.043167
P_line_flow_receiving | 8 | 6 | -0.037688
P_line_flow_receiving | 8 | 7 | -0.039481
P_line_flow_receiving | 8 | 8 | -0.037135
P_line_flow_receiving | 8 | 9 | -0.024593
P_line_flow_receiving | 8 | 10 | -0.010407
P_line_flow_receiving | 8 | 11 | 0.010296
P_line_flow_receiving | 8 | 12 | 0.028196
P_line_flow_receiving | 8 | 13 | 0.040349
P_line_flow_receiving | 8 | 14 | 0.029287
P_line_flow_receiving | 8 | 15 | 0.022443
P_line_flow_receiving | 8 | 16 | 0.0018321
P_line_flow_receiving | 8 | 17 | -0.0097533
P_line_flow_receiving | 8 | 18 | -0.027957
P_line_flow_receiving | 8 | 19 | -0.045119
P_line_flow_receiving | 8 | 20 | -0.056748
P_line_flow_receiving | 8 | 21 | -0.056546
P_line_flow_receiving | 8 | 22 | -0.057689
P_line_flow_receiving | 8 | 23 | -0.056278
P_line_flow_receiving | 8 | 24 | -0.05098
P_line_flow_receiving | 9 | 1 | 0.092528
P_line_flow_receiving | 9 | 2 | 0.092806
P_line_flow_receiving | 9 | 3 | 0.088079
P_line_flow_receiving | 9 | 4 | 0.095109
P_line_flow_receiving | 9 | 5 | 0.085252
P_line_flow_receiving | 9 | 6 | 0.066702
P_line_flow_receiving | 9 | 7 | 0.070303
P_line_flow_receiving | 9 | 8 | 0.058077
P_line_flow_receiving | 9 | 9 | 0.010647
P_line_flow_receiving | 9 | 10 | -0.039513
P_line_flow_receiving | 9 | 11 | -0.10894
P_line_flow_receiving | 9 | 12 | -0.16476
P_line_flow_receiving | 9 | 13 | -0.20197
P_line_flow_receiving | 9 | 14 | -0.16679
P_line_flow_receiving | 9 | 15 | -0.14663
P_line_flow_receiving | 9 | 16 | -0.077992
P_line_flow_receiving | 9 | 17 | -0.040783
P_line_flow_receiving | 9 | 18 | 0.0173
P_line_flow_receiving | 9 | 19 | 0.074144
P_line_flow_receiving | 9 | 20 | 0.11288
P_line_flow_receiving | 9 | 21 | 0.11247
P_line_flow_receiving | 9 | 22 | 0.11481
P_line_flow_receiving | 9 | 23 | 0.11191
P_line_flow_receiving | 9 | 24 | 0.10109
P_line_flow_receiving | 10 | 1 | 0.0046203
P_line_flow_receiving | 10 | 2 | 0.0046337
P_line_flow_receiving | 10 | 3 | 0.0044059
P_line_flow_receiving | 10 | 4 | 0.0047444
P_line_flow_receiving | 10 | 5 | 0.0042692
P_line_flow_receiving | 10 | 6 | 0.0043213
P_line_flow_receiving | 10 | 7 | 0.004497
P_line_flow_receiving | 10 | 8 | 0.004855
P_line_flow_receiving | 10 | 9 | 0.0053822
P_line_flow_receiving | 10 | 10 | 0.0057337
P_line_flow_receiving | 10 | 11 | 0.0060005
P_line_flow_receiving | 10 | 12 | 0.0059419
P_line_flow_receiving | 10 | 13 | 0.0058703
P_line_flow_receiving | 10 | 14 | 0.0058313
P_line_flow_receiving | 10 | 15 | 0.0059419
P_line_flow_receiving | 10 | 16 | 0.0056816
P_line_flow_receiving | 10 | 17 | 0.0056686
P_line_flow_receiving | 10 | 18 | 0.0057141
P_line_flow_receiving | 10 | 19 | 0.005636
P_line_flow_receiving | 10 | 20 | 0.0055905
P_line_flow_receiving | 10 | 21 | 0.005571
P_line_flow_receiving | 10 | 22 | 0.0056816
P_line_flow_receiving | 10 | 23 | 0.0055449
P_line_flow_receiving | 10 | 24 | 0.0050307
P_line_flow_receiving | 11 | 1 | 0.0080873
P_line_flow_receiving | 11 | 2 | 0.0081108
P_line_flow_receiving | 11 | 3 | 0.007712
P_line_flow_receiving | 11 | 4 | 0.0083045
P_line_flow_receiving | 11 | 5 | 0.0074727
P_line_flow_receiving | 11 | 6 | 0.0075638
P_line_flow_receiving | 11 | 7 | 0.0078715
P_line_flow_receiving | 11 | 8 | 0.0084982
P_line_flow_receiving | 11 | 9 | 0.0094212
P_line_flow_receiving | 11 | 10 | 0.010037
P_line_flow_receiving | 11 | 11 | 0.010504
P_line_flow_receiving | 11 | 12 | 0.010401
P_line_flow_receiving | 11 | 13 | 0.010276
P_line_flow_receiving | 11 | 14 | 0.010208
P_line_flow_receiving | 11 | 15 | 0.010401
P_line_flow_receiving | 11 | 16 | 0.0099454
P_line_flow_receiving | 11 | 17 | 0.0099227
P_line_flow_receiving | 11 | 18 | 0.010002
P_line_flow_receiving | 11 | 19 | 0.0098657
P_line_flow_receiving | 11 | 20 | 0.009786
P_line_flow_receiving | 11 | 21 | 0.0097518
P_line_flow_receiving | 11 | 22 | 0.0099455
P_line_flow_receiving | 11 | 23 | 0.0097062
P_line_flow_receiving | 11 | 24 | 0.0088059
P_line_flow_receiving | 12 | 1 | -0.013864
P_line_flow_receiving | 12 | 2 | -0.013905
P_line_flow_receiving | 12 | 3 | -0.013221
P_line_flow_receiving | 12 | 4 | -0.014237
P_line_flow_receiving | 12 | 5 | -0.012811
P_line_flow_receiving | 12 | 6 | -0.012967
P_line_flow_receiving | 12 | 7 | -0.013494
P_line_flow_receiving | 12 | 8 | -0.014569
P_line_flow_receiving | 12 | 9 | -0.016151
P_line_flow_receiving | 12 | 10 | -0.017206
P_line_flow_receiving | 12 | 11 | -0.018008
P_line_flow_receiving | 12 | 12 | -0.017832
P_line_flow_receiving | 12 | 13 | -0.017617
P_line_flow_receiving | 12 | 14 | -0.017499
P_line_flow_receiving | 12 | 15 | -0.017832
P_line_flow_receiving | 12 | 16 | -0.01705
P_line_flow_receiving | 12 | 17 | -0.017011
P_line_flow_receiving | 12 | 18 | -0.017148
P_line_flow_receiving | 12 | 19 | -0.016913
P_line_flow_receiving | 12 | 20 | -0.016777
P_line_flow_receiving | 12 | 21 | -0.016718
P_line_flow_receiving | 12 | 22 | -0.01705
P_line_flow_receiving | 12 | 23 | -0.01664
P_line_flow_receiving | 12 | 24 | -0.015096
P_line_flow_receiving | 13 | 1 | -0.00924
P_line_flow_receiving | 13 | 2 | -0.0092668
P_line_flow_receiving | 13 | 3 | -0.0088113
P_line_flow_receiving | 13 | 4 | -0.0094881
P_line_flow_receiving | 13 | 5 | -0.008538
P_line_flow_receiving | 13 | 6 | -0.0086421
P_line_flow_receiving | 13 | 7 | -0.0089935
P_line_flow_receiving | 13 | 8 | -0.0097093
P_line_flow_receiving | 13 | 9 | -0.010764
P_line_flow_receiving | 13 | 10 | -0.011466
P_line_flow_receiving | 13 | 11 | -0.012
P_line_flow_receiving | 13 | 12 | -0.011883
P_line_flow_receiving | 13 | 13 | -0.01174
P_line_flow_receiving | 13 | 14 | -0.011662
P_line_flow_receiving | 13 | 15 | -0.011883
P_line_flow_receiving | 13 | 16 | -0.011362
P_line_flow_receiving | 13 | 17 | -0.011336
P_line_flow_receiving | 13 | 18 | -0.011427
P_line_flow_receiving | 13 | 19 | -0.011271
P_line_flow_receiving | 13 | 20 | -0.01118
P_line_flow_receiving | 13 | 21 | -0.011141
P_line_flow_receiving | 13 | 22 | -0.011362
P_line_flow_receiving | 13 | 23 | -0.011089
P_line_flow_receiving | 13 | 24 | -0.010061
P_line_flow_receiving | 14 | 1 | -0.25689
P_line_flow_receiving | 14 | 2 | -0.25765
P_line_flow_receiving | 14 | 3 | -0.24477
P_line_flow_receiving | 14 | 4 | -0.26391
P_line_flow_receiving | 14 | 5 | -0.23705
P_line_flow_receiving | 14 | 6 | -0.18767
P_line_flow_receiving | 14 | 7 | -0.19756
P_line_flow_receiving | 14 | 8 | -0.16543
P_line_flow_receiving | 14 | 9 | -0.03867
P_line_flow_receiving | 14 | 10 | 0.097228
P_line_flow_receiving | 14 | 11 | 0.28836
P_line_flow_receiving | 14 | 12 | 0.4448
P_line_flow_receiving | 14 | 13 | 0.5503
P_line_flow_receiving | 14 | 14 | 0.4508
P_line_flow_receiving | 14 | 15 | 0.39383
P_line_flow_receiving | 14 | 16 | 0.20317
P_line_flow_receiving | 14 | 17 | 0.10083
P_line_flow_receiving | 14 | 18 | -0.057218
P_line_flow_receiving | 14 | 19 | -0.2095
P_line_flow_receiving | 14 | 20 | -0.31203
P_line_flow_receiving | 14 | 21 | -0.31091
P_line_flow_receiving | 14 | 22 | -0.31723
P_line_flow_receiving | 14 | 23 | -0.30943
P_line_flow_receiving | 14 | 24 | -0.28016
P_line_flow_receiving | 15 | 1 | -0.037152
P_line_flow_receiving | 15 | 2 | -0.037261
P_line_flow_receiving | 15 | 3 | -0.035419
P_line_flow_receiving | 15 | 4 | -0.038156
P_line_flow_receiving | 15 | 5 | -0.034314
P_line_flow_receiving | 15 | 6 | -0.028807
P_line_flow_receiving | 15 | 7 | -0.030225
P_line_flow_receiving | 15 | 8 | -0.027191
P_line_flow_receiving | 15 | 9 | -0.013713
P_line_flow_receiving | 15 | 10 | 0.001116
P_line_flow_receiving | 15 | 11 | 0.022401
P_line_flow_receiving | 15 | 12 | 0.040344
P_line_flow_receiving | 15 | 13 | 0.052522
P_line_flow_receiving | 15 | 14 | 0.041223
P_line_flow_receiving | 15 | 15 | 0.034526
P_line_flow_receiving | 15 | 16 | 0.013256
P_line_flow_receiving | 15 | 17 | 0.0016373
P_line_flow_receiving | 15 | 18 | -0.016383
P_line_flow_receiving | 15 | 19 | -0.033497
P_line_flow_receiving | 15 | 20 | -0.045009
P_line_flow_receiving | 15 | 21 | -0.044851
P_line_flow_receiving | 15 | 22 | -0.045749
P_line_flow_receiving | 15 | 23 | -0.04464
P_line_flow_receiving | 15 | 24 | -0.040473
P_line_flow_receiving | 16 | 1 | -0.032416
P_line_flow_receiving | 16 | 2 | -0.032511
P_line_flow_receiving | 16 | 3 | -0.030908
P_line_flow_receiving | 16 | 4 | -0.033289
P_line_flow_receiving | 16 | 5 | -0.029947
P_line_flow_receiving | 16 | 6 | -0.024416
P_line_flow_receiving | 16 | 7 | -0.025651
P_line_flow_receiving | 16 | 8 | -0.022272
P_line_flow_receiving | 16 | 9 | -0.0083055
P_line_flow_receiving | 16 | 10 | 0.0068713
P_line_flow_receiving | 16 | 11 | 0.028483
P_line_flow_receiving | 16 | 12 | 0.046473
P_line_flow_receiving | 16 | 13 | 0.058678
P_line_flow_receiving | 16 | 14 | 0.047246
P_line_flow_receiving | 16 | 15 | 0.040616
P_line_flow_receiving | 16 | 16 | 0.018982
P_line_flow_receiving | 16 | 17 | 0.0073275
P_line_flow_receiving | 16 | 18 | -0.010636
P_line_flow_receiving | 16 | 19 | -0.027763
P_line_flow_receiving | 16 | 20 | -0.039245
P_line_flow_receiving | 16 | 21 | -0.039107
P_line_flow_receiving | 16 | 22 | -0.039887
P_line_flow_receiving | 16 | 23 | -0.038924
P_line_flow_receiving | 16 | 24 | -0.035304
P_line_flow_receiving | 17 | 1 | -0.027747
P_line_flow_receiving | 17 | 2 | -0.027828
P_line_flow_receiving | 17 | 3 | -0.026458
P_line_flow_receiving | 17 | 4 | -0.028493
P_line_flow_receiving | 17 | 5 | -0.025637
P_line_flow_receiving | 17 | 6 | -0.020067
P_line_flow_receiving | 17 | 7 | -0.021123
P_line_flow_receiving | 17 | 8 | -0.017393
P_line_flow_receiving | 17 | 9 | -0.0029145
P_line_flow_receiving | 17 | 10 | 0.01262
P_line_flow_receiving | 17 | 11 | 0.034546
P_line_flow_receiving | 17 | 12 | 0.052546
P_line_flow_receiving | 17 | 13 | 0.064742
P_line_flow_receiving | 17 | 14 | 0.053212
P_line_flow_receiving | 17 | 15 | 0.046664
P_line_flow_receiving | 17 | 16 | 0.024698
P_line_flow_receiving | 17 | 17 | 0.013011
P_line_flow_receiving | 17 | 18 | -0.0049107
P_line_flow_receiving | 17 | 19 | -0.022089
P_line_flow_receiving | 17 | 20 | -0.033581
P_line_flow_receiving | 17 | 21 | -0.033463
P_line_flow_receiving | 17 | 22 | -0.034129
P_line_flow_receiving | 17 | 23 | -0.033307
P_line_flow_receiving | 17 | 24 | -0.030215
P_line_flow_receiving | 18 | 1 | -0.11932
P_line_flow_receiving | 18 | 2 | -0.11967
P_line_flow_receiving | 18 | 3 | -0.11361
P_line_flow_receiving | 18 | 4 | -0.12262
P_line_flow_receiving | 18 | 5 | -0.10999
P_line_flow_receiving | 18 | 6 | -0.10506
P_line_flow_receiving | 18 | 7 | -0.1097
P_line_flow_receiving | 18 | 8 | -0.11288
P_line_flow_receiving | 18 | 9 | -0.10808
P_line_flow_receiving | 18 | 10 | -0.098876
P_line_flow_receiving | 18 | 11 | -0.081786
P_line_flow_receiving | 18 | 12 | -0.062702
P_line_flow_receiving | 18 | 13 | -0.04938
P_line_flow_receiving | 18 | 14 | -0.059881
P_line_flow_receiving | 18 | 15 | -0.068518
P_line_flow_receiving | 18 | 16 | -0.085452
P_line_flow_receiving | 18 | 17 | -0.097177
P_line_flow_receiving | 18 | 18 | -0.11684
P_line_flow_receiving | 18 | 19 | -0.13369
P_line_flow_receiving | 18 | 20 | -0.14535
P_line_flow_receiving | 18 | 21 | -0.14482
P_line_flow_receiving | 18 | 22 | -0.14781
P_line_flow_receiving | 18 | 23 | -0.14411
P_line_flow_receiving | 18 | 24 | -0.13028
P_line_flow_receiving | 19 | 1 | -0.11091
P_line_flow_receiving | 19 | 2 | -0.11123
P_line_flow_receiving | 19 | 3 | -0.10566
P_line_flow_receiving | 19 | 4 | -0.11394
P_line_flow_receiving | 19 | 5 | -0.10233
P_line_flow_receiving | 19 | 6 | -0.097421
P_line_flow_receiving | 19 | 7 | -0.1017
P_line_flow_receiving | 19 | 8 | -0.10425
P_line_flow_receiving | 19 | 9 | -0.098722
P_line_flow_receiving | 19 | 10 | -0.089149
P_line_flow_receiving | 19 | 11 | -0.071924
P_line_flow_receiving | 19 | 12 | -0.053183
P_line_flow_receiving | 19 | 13 | -0.040106
P_line_flow_receiving | 19 | 14 | -0.050569
P_line_flow_receiving | 19 | 15 | -0.058931
P_line_flow_receiving | 19 | 16 | -0.076039
P_line_flow_receiving | 19 | 17 | -0.087584
P_line_flow_receiving | 19 | 18 | -0.10677
P_line_flow_receiving | 19 | 19 | -0.12334
P_line_flow_receiving | 19 | 20 | -0.13475
P_line_flow_receiving | 19 | 21 | -0.13427
P_line_flow_receiving | 19 | 22 | -0.137
P_line_flow_receiving | 19 | 23 | -0.13363
P_line_flow_receiving | 19 | 24 | -0.12097
P_line_flow_receiving | 20 | 1 | -0.10362
P_line_flow_receiving | 20 | 2 | -0.10393
P_line_flow_receiving | 20 | 3 | -0.098734
P_line_flow_receiving | 20 | 4 | -0.10645
P_line_flow_receiving | 20 | 5 | -0.095624
P_line_flow_receiving | 20 | 6 | -0.090664
P_line_flow_receiving | 20 | 7 | -0.094652
P_line_flow_receiving | 20 | 8 | -0.096651
P_line_flow_receiving | 20 | 9 | -0.090352
P_line_flow_receiving | 20 | 10 | -0.080293
P_line_flow_receiving | 20 | 11 | -0.062734
P_line_flow_receiving | 20 | 12 | -0.04414
P_line_flow_receiving | 20 | 13 | -0.031201
P_line_flow_receiving | 20 | 14 | -0.041701
P_line_flow_receiving | 20 | 15 | -0.049872
P_line_flow_receiving | 20 | 16 | -0.067318
P_line_flow_receiving | 20 | 17 | -0.078834
P_line_flow_receiving | 20 | 18 | -0.097855
P_line_flow_receiving | 20 | 19 | -0.11444
P_line_flow_receiving | 20 | 20 | -0.12584
P_line_flow_receiving | 20 | 21 | -0.12539
P_line_flow_receiving | 20 | 22 | -0.12793
P_line_flow_receiving | 20 | 23 | -0.12479
P_line_flow_receiving | 20 | 24 | -0.113
P_line_flow_receiving | 21 | 1 | -0.033654
P_line_flow_receiving | 21 | 2 | -0.033752
P_line_flow_receiving | 21 | 3 | -0.032085
P_line_flow_receiving | 21 | 4 | -0.034562
P_line_flow_receiving | 21 | 5 | -0.031085
P_line_flow_receiving | 21 | 6 | -0.031466
P_line_flow_receiving | 21 | 7 | -0.032752
P_line_flow_receiving | 21 | 8 | -0.035372
P_line_flow_receiving | 21 | 9 | -0.039234
P_line_flow_receiving | 21 | 10 | -0.041811
P_line_flow_receiving | 21 | 11 | -0.043767
P_line_flow_receiving | 21 | 12 | -0.043336
P_line_flow_receiving | 21 | 13 | -0.042809
P_line_flow_receiving | 21 | 14 | -0.042524
P_line_flow_receiving | 21 | 15 | -0.043336
P_line_flow_receiving | 21 | 16 | -0.041428
P_line_flow_receiving | 21 | 17 | -0.041333
P_line_flow_receiving | 21 | 18 | -0.041669
P_line_flow_receiving | 21 | 19 | -0.041097
P_line_flow_receiving | 21 | 20 | -0.040764
P_line_flow_receiving | 21 | 21 | -0.040621
P_line_flow_receiving | 21 | 22 | -0.041433
P_line_flow_receiving | 21 | 23 | -0.04043
P_line_flow_receiving | 21 | 24 | -0.03666
P_line_flow_receiving | 22 | 1 | -0.10974
P_line_flow_receiving | 22 | 2 | -0.11007
P_line_flow_receiving | 22 | 3 | -0.10456
P_line_flow_receiving | 22 | 4 | -0.11275
P_line_flow_receiving | 22 | 5 | -0.10126
P_line_flow_receiving | 22 | 6 | -0.10252
P_line_flow_receiving | 22 | 7 | -0.10266
P_line_flow_receiving | 22 | 8 | -0.099007
P_line_flow_receiving | 22 | 9 | -0.087238
P_line_flow_receiving | 22 | 10 | -0.063298
P_line_flow_receiving | 22 | 11 | -0.057623
P_line_flow_receiving | 22 | 12 | -0.040208
P_line_flow_receiving | 22 | 13 | -0.038502
P_line_flow_receiving | 22 | 14 | -0.049565
P_line_flow_receiving | 22 | 15 | -0.08042
P_line_flow_receiving | 22 | 16 | -0.08226
P_line_flow_receiving | 22 | 17 | -0.086007
P_line_flow_receiving | 22 | 18 | -0.10751
P_line_flow_receiving | 22 | 19 | -0.13444
P_line_flow_receiving | 22 | 20 | -0.13332
P_line_flow_receiving | 22 | 21 | -0.13285
P_line_flow_receiving | 22 | 22 | -0.13555
P_line_flow_receiving | 22 | 23 | -0.13221
P_line_flow_receiving | 22 | 24 | -0.1197
P_line_flow_receiving | 23 | 1 | -0.10175
P_line_flow_receiving | 23 | 2 | -0.10204
P_line_flow_receiving | 23 | 3 | -0.096983
P_line_flow_receiving | 23 | 4 | -0.1045
P_line_flow_receiving | 23 | 5 | -0.093949
P_line_flow_receiving | 23 | 6 | -0.095105
P_line_flow_receiving | 23 | 7 | -0.094952
P_line_flow_receiving | 23 | 8 | -0.090753
P_line_flow_receiving | 23 | 9 | -0.078234
P_line_flow_receiving | 23 | 10 | -0.053918
P_line_flow_receiving | 23 | 11 | -0.047832
P_line_flow_receiving | 23 | 12 | -0.030619
P_line_flow_receiving | 23 | 13 | -0.029043
P_line_flow_receiving | 23 | 14 | -0.040113
P_line_flow_receiving | 23 | 15 | -0.070538
P_line_flow_receiving | 23 | 16 | -0.072802
P_line_flow_receiving | 23 | 17 | -0.076533
P_line_flow_receiving | 23 | 18 | -0.097703
P_line_flow_receiving | 23 | 19 | -0.12437
P_line_flow_receiving | 23 | 20 | -0.12335
P_line_flow_receiving | 23 | 21 | -0.12292
P_line_flow_receiving | 23 | 22 | -0.12538
P_line_flow_receiving | 23 | 23 | -0.12233
P_line_flow_receiving | 23 | 24 | -0.11087
P_line_flow_receiving | 24 | 1 | -0.068809
P_line_flow_receiving | 24 | 2 | -0.06901
P_line_flow_receiving | 24 | 3 | -0.065603
P_line_flow_receiving | 24 | 4 | -0.070665
P_line_flow_receiving | 24 | 5 | -0.06356
P_line_flow_receiving | 24 | 6 | -0.064338
P_line_flow_receiving | 24 | 7 | -0.062947
P_line_flow_receiving | 24 | 8 | -0.056251
P_line_flow_receiving | 24 | 9 | -0.040082
P_line_flow_receiving | 24 | 10 | -0.013372
P_line_flow_receiving | 24 | 11 | -0.0053976
P_line_flow_receiving | 24 | 12 | 0.011384
P_line_flow_receiving | 24 | 13 | 0.012449
P_line_flow_receiving | 24 | 14 | 0.0011036
P_line_flow_receiving | 24 | 15 | -0.028449
P_line_flow_receiving | 24 | 16 | -0.032554
P_line_flow_receiving | 24 | 17 | -0.036357
P_line_flow_receiving | 24 | 18 | -0.057061
P_line_flow_receiving | 24 | 19 | -0.084017
P_line_flow_receiving | 24 | 20 | -0.083334
P_line_flow_receiving | 24 | 21 | -0.083042
P_line_flow_receiving | 24 | 22 | -0.0847
P_line_flow_receiving | 24 | 23 | -0.082651
P_line_flow_receiving | 24 | 24 | -0.07495
P_line_flow_receiving | 25 | 1 | -0.013863
P_line_flow_receiving | 25 | 2 | -0.013904
P_line_flow_receiving | 25 | 3 | -0.01322
P_line_flow_receiving | 25 | 4 | -0.014236
P_line_flow_receiving | 25 | 5 | -0.01281
P_line_flow_receiving | 25 | 6 | -0.012966
P_line_flow_receiving | 25 | 7 | -0.013493
P_line_flow_receiving | 25 | 8 | -0.014568
P_line_flow_receiving | 25 | 9 | -0.01615
P_line_flow_receiving | 25 | 10 | -0.017205
P_line_flow_receiving | 25 | 11 | -0.018006
P_line_flow_receiving | 25 | 12 | -0.01783
P_line_flow_receiving | 25 | 13 | -0.017615
P_line_flow_receiving | 25 | 14 | -0.017498
P_line_flow_receiving | 25 | 15 | -0.01783
P_line_flow_receiving | 25 | 16 | -0.017049
P_line_flow_receiving | 25 | 17 | -0.017009
P_line_flow_receiving | 25 | 18 | -0.017146
P_line_flow_receiving | 25 | 19 | -0.016912
P_line_flow_receiving | 25 | 20 | -0.016775
P_line_flow_receiving | 25 | 21 | -0.016716
P_line_flow_receiving | 25 | 22 | -0.017049
P_line_flow_receiving | 25 | 23 | -0.016638
P_line_flow_receiving | 25 | 24 | -0.015095
P_line_flow_receiving | 26 | 1 | -0.0092416
P_line_flow_receiving | 26 | 2 | -0.0092684
P_line_flow_receiving | 26 | 3 | -0.0088127
P_line_flow_receiving | 26 | 4 | -0.0094898
P_line_flow_receiving | 26 | 5 | -0.0085393
P_line_flow_receiving | 26 | 6 | -0.0086435
P_line_flow_receiving | 26 | 7 | -0.008995
P_line_flow_receiving | 26 | 8 | -0.0097111
P_line_flow_receiving | 26 | 9 | -0.010766
P_line_flow_receiving | 26 | 10 | -0.011469
P_line_flow_receiving | 26 | 11 | -0.012003
P_line_flow_receiving | 26 | 12 | -0.011886
P_line_flow_receiving | 26 | 13 | -0.011742
P_line_flow_receiving | 26 | 14 | -0.011664
P_line_flow_receiving | 26 | 15 | -0.011886
P_line_flow_receiving | 26 | 16 | -0.011365
P_line_flow_receiving | 26 | 17 | -0.011339
P_line_flow_receiving | 26 | 18 | -0.01143
P_line_flow_receiving | 26 | 19 | -0.011274
P_line_flow_receiving | 26 | 20 | -0.011182
P_line_flow_receiving | 26 | 21 | -0.011143
P_line_flow_receiving | 26 | 22 | -0.011365
P_line_flow_receiving | 26 | 23 | -0.011091
P_line_flow_receiving | 26 | 24 | -0.010063
P_line_flow_receiving | 27 | 1 | -0.00462
P_line_flow_receiving | 27 | 2 | -0.0046334
P_line_flow_receiving | 27 | 3 | -0.0044056
P_line_flow_receiving | 27 | 4 | -0.004744
P_line_flow_receiving | 27 | 5 | -0.004269
P_line_flow_receiving | 27 | 6 | -0.004321
P_line_flow_receiving | 27 | 7 | -0.0044967
P_line_flow_receiving | 27 | 8 | -0.0048547
P_line_flow_receiving | 27 | 9 | -0.0053818
P_line_flow_receiving | 27 | 10 | -0.0057332
P_line_flow_receiving | 27 | 11 | -0.006
P_line_flow_receiving | 27 | 12 | -0.0059414
P_line_flow_receiving | 27 | 13 | -0.0058698
P_line_flow_receiving | 27 | 14 | -0.0058308
P_line_flow_receiving | 27 | 15 | -0.0059414
P_line_flow_receiving | 27 | 16 | -0.0056811
P_line_flow_receiving | 27 | 17 | -0.0056681
P_line_flow_receiving | 27 | 18 | -0.0057137
P_line_flow_receiving | 27 | 19 | -0.0056356
P_line_flow_receiving | 27 | 20 | -0.00559
P_line_flow_receiving | 27 | 21 | -0.0055705
P_line_flow_receiving | 27 | 22 | -0.0056811
P_line_flow_receiving | 27 | 23 | -0.0055445
P_line_flow_receiving | 27 | 24 | -0.0050304
P_line_flow_receiving | 28 | 1 | -0.17507
P_line_flow_receiving | 28 | 2 | -0.17559
P_line_flow_receiving | 28 | 3 | -0.1669
P_line_flow_receiving | 28 | 4 | -0.17981
P_line_flow_receiving | 28 | 5 | -0.16169
P_line_flow_receiving | 28 | 6 | -0.16367
P_line_flow_receiving | 28 | 7 | -0.15715
P_line_flow_receiving | 28 | 8 | -0.13115
P_line_flow_receiving | 28 | 9 | -0.072032
P_line_flow_receiving | 28 | 10 | 0.020039
P_line_flow_receiving | 28 | 11 | 0.049373
P_line_flow_receiving | 28 | 12 | 0.10423
P_line_flow_receiving | 28 | 13 | 0.10695
P_line_flow_receiving | 28 | 14 | 0.068979
P_line_flow_receiving | 28 | 15 | -0.027433
P_line_flow_receiving | 28 | 16 | -0.043874
P_line_flow_receiving | 28 | 17 | -0.056567
P_line_flow_receiving | 28 | 18 | -0.12431
P_line_flow_receiving | 28 | 19 | -0.21389
P_line_flow_receiving | 28 | 20 | -0.21214
P_line_flow_receiving | 28 | 21 | -0.2114
P_line_flow_receiving | 28 | 22 | -0.21563
P_line_flow_receiving | 28 | 23 | -0.2104
P_line_flow_receiving | 28 | 24 | -0.19074
P_line_flow_receiving | 29 | 1 | -0.026961
P_line_flow_receiving | 29 | 2 | -0.027039
P_line_flow_receiving | 29 | 3 | -0.025709
P_line_flow_receiving | 29 | 4 | -0.027685
P_line_flow_receiving | 29 | 5 | -0.024911
P_line_flow_receiving | 29 | 6 | -0.025215
P_line_flow_receiving | 29 | 7 | -0.022241
P_line_flow_receiving | 29 | 8 | -0.012331
P_line_flow_receiving | 29 | 9 | 0.008592
P_line_flow_receiving | 29 | 10 | 0.03854
P_line_flow_receiving | 29 | 11 | 0.048982
P_line_flow_receiving | 29 | 12 | 0.065325
P_line_flow_receiving | 29 | 13 | 0.065743
P_line_flow_receiving | 29 | 14 | 0.053971
P_line_flow_receiving | 29 | 15 | 0.025324
P_line_flow_receiving | 29 | 16 | 0.018844
P_line_flow_receiving | 29 | 17 | 0.01492
P_line_flow_receiving | 29 | 18 | -0.0053461
P_line_flow_receiving | 29 | 19 | -0.03289
P_line_flow_receiving | 29 | 20 | -0.032624
P_line_flow_receiving | 29 | 21 | -0.03251
P_line_flow_receiving | 29 | 22 | -0.033156
P_line_flow_receiving | 29 | 23 | -0.032358
P_line_flow_receiving | 29 | 24 | -0.029357
P_line_flow_receiving | 30 | 1 | -0.01155
P_line_flow_receiving | 30 | 2 | -0.011584
P_line_flow_receiving | 30 | 3 | -0.011014
P_line_flow_receiving | 30 | 4 | -0.01186
P_line_flow_receiving | 30 | 5 | -0.010672
P_line_flow_receiving | 30 | 6 | -0.010803
P_line_flow_receiving | 30 | 7 | -0.011242
P_line_flow_receiving | 30 | 8 | -0.012137
P_line_flow_receiving | 30 | 9 | -0.013454
P_line_flow_receiving | 30 | 10 | -0.014333
P_line_flow_receiving | 30 | 11 | -0.015
P_line_flow_receiving | 30 | 12 | -0.014854
P_line_flow_receiving | 30 | 13 | -0.014675
P_line_flow_receiving | 30 | 14 | -0.014577
P_line_flow_receiving | 30 | 15 | -0.014854
P_line_flow_receiving | 30 | 16 | -0.014203
P_line_flow_receiving | 30 | 17 | -0.01417
P_line_flow_receiving | 30 | 18 | -0.014284
P_line_flow_receiving | 30 | 19 | -0.014089
P_line_flow_receiving | 30 | 20 | -0.013975
P_line_flow_receiving | 30 | 21 | -0.013926
P_line_flow_receiving | 30 | 22 | -0.014203
P_line_flow_receiving | 30 | 23 | -0.013861
P_line_flow_receiving | 30 | 24 | -0.012576
P_line_flow_receiving | 31 | 1 | -0.98725
P_line_flow_receiving | 31 | 2 | -0.99006
P_line_flow_receiving | 31 | 3 | -0.9422
P_line_flow_receiving | 31 | 4 | -1.0133
P_line_flow_receiving | 31 | 5 | -0.91345
P_line_flow_receiving | 31 | 6 | -0.75851
P_line_flow_receiving | 31 | 7 | -0.83208
P_line_flow_receiving | 31 | 8 | -0.85121
P_line_flow_receiving | 31 | 9 | -0.68564
P_line_flow_receiving | 31 | 10 | -0.55767
P_line_flow_receiving | 31 | 11 | -0.069915
P_line_flow_receiving | 31 | 12 | 0.28513
P_line_flow_receiving | 31 | 13 | 0.62564
P_line_flow_receiving | 31 | 14 | 0.41812
P_line_flow_receiving | 31 | 15 | 0.48897
P_line_flow_receiving | 31 | 16 | -0.03753
P_line_flow_receiving | 31 | 17 | -0.32607
P_line_flow_receiving | 31 | 18 | -0.64585
P_line_flow_receiving | 31 | 19 | -0.86872
P_line_flow_receiving | 31 | 20 | -1.1902
P_line_flow_receiving | 31 | 21 | -1.1861
P_line_flow_receiving | 31 | 22 | -1.2091
P_line_flow_receiving | 31 | 23 | -1.1807
P_line_flow_receiving | 31 | 24 | -1.0733
P_line_flow_receiving | 32 | 1 | 0.016178
P_line_flow_receiving | 32 | 2 | 0.016225
P_line_flow_receiving | 32 | 3 | 0.015427
P_line_flow_receiving | 32 | 4 | 0.016612
P_line_flow_receiving | 32 | 5 | 0.014948
P_line_flow_receiving | 32 | 6 | 0.01513
P_line_flow_receiving | 32 | 7 | 0.015746
P_line_flow_receiving | 32 | 8 | 0.017
P_line_flow_receiving | 32 | 9 | 0.018846
P_line_flow_receiving | 32 | 10 | 0.020077
P_line_flow_receiving | 32 | 11 | 0.021012
P_line_flow_receiving | 32 | 12 | 0.020807
P_line_flow_receiving | 32 | 13 | 0.020556
P_line_flow_receiving | 32 | 14 | 0.020419
P_line_flow_receiving | 32 | 15 | 0.020807
P_line_flow_receiving | 32 | 16 | 0.019895
P_line_flow_receiving | 32 | 17 | 0.019849
P_line_flow_receiving | 32 | 18 | 0.020009
P_line_flow_receiving | 32 | 19 | 0.019736
P_line_flow_receiving | 32 | 20 | 0.019577
P_line_flow_receiving | 32 | 21 | 0.019508
P_line_flow_receiving | 32 | 22 | 0.019896
P_line_flow_receiving | 32 | 23 | 0.019417
P_line_flow_receiving | 32 | 24 | 0.017616
P_line_flow_receiving | 33 | 1 | -0.062343
P_line_flow_receiving | 33 | 2 | -0.062527
P_line_flow_receiving | 33 | 3 | -0.059414
P_line_flow_receiving | 33 | 4 | -0.06404
P_line_flow_receiving | 33 | 5 | -0.057549
P_line_flow_receiving | 33 | 6 | -0.052211
P_line_flow_receiving | 33 | 7 | -0.054602
P_line_flow_receiving | 33 | 8 | -0.053438
P_line_flow_receiving | 33 | 9 | -0.0426
P_line_flow_receiving | 33 | 10 | -0.029551
P_line_flow_receiving | 33 | 11 | -0.009734
P_line_flow_receiving | 33 | 12 | 0.0083205
P_line_flow_receiving | 33 | 13 | 0.02066
P_line_flow_receiving | 33 | 14 | 0.0097769
P_line_flow_receiving | 33 | 15 | 0.0025851
P_line_flow_receiving | 33 | 16 | -0.017127
P_line_flow_receiving | 33 | 17 | -0.028678
P_line_flow_receiving | 33 | 18 | -0.047087
P_line_flow_receiving | 33 | 19 | -0.064084
P_line_flow_receiving | 33 | 20 | -0.075651
P_line_flow_receiving | 33 | 21 | -0.075382
P_line_flow_receiving | 33 | 22 | -0.076905
P_line_flow_receiving | 33 | 23 | -0.075024
P_line_flow_receiving | 33 | 24 | -0.067963
P_line_flow_receiving | 34 | 1 | -0.041859
P_line_flow_receiving | 34 | 2 | -0.041981
P_line_flow_receiving | 34 | 3 | -0.039903
P_line_flow_receiving | 34 | 4 | -0.042991
P_line_flow_receiving | 34 | 5 | -0.038656
P_line_flow_receiving | 34 | 6 | -0.033182
P_line_flow_receiving | 34 | 7 | -0.034781
P_line_flow_receiving | 34 | 8 | -0.032097
P_line_flow_receiving | 34 | 9 | -0.019119
P_line_flow_receiving | 34 | 10 | -0.0046307
P_line_flow_receiving | 34 | 11 | 0.016365
P_line_flow_receiving | 34 | 12 | 0.034316
P_line_flow_receiving | 34 | 13 | 0.046515
P_line_flow_receiving | 34 | 14 | 0.035303
P_line_flow_receiving | 34 | 15 | 0.028518
P_line_flow_receiving | 34 | 16 | 0.0075547
P_line_flow_receiving | 34 | 17 | -0.004044
P_line_flow_receiving | 34 | 18 | -0.022127
P_line_flow_receiving | 34 | 19 | -0.039211
P_line_flow_receiving | 34 | 20 | -0.050729
P_line_flow_receiving | 34 | 21 | -0.05055
P_line_flow_receiving | 34 | 22 | -0.051564
P_line_flow_receiving | 34 | 23 | -0.050312
P_line_flow_receiving | 34 | 24 | -0.045607
P_line_flow_receiving | 35 | 1 | 0.026724
P_line_flow_receiving | 35 | 2 | 0.026802
P_line_flow_receiving | 35 | 3 | 0.025477
P_line_flow_receiving | 35 | 4 | 0.027446
P_line_flow_receiving | 35 | 5 | 0.024682
P_line_flow_receiving | 35 | 6 | 0.024984
P_line_flow_receiving | 35 | 7 | 0.026006
P_line_flow_receiving | 35 | 8 | 0.02809
P_line_flow_receiving | 35 | 9 | 0.031161
P_line_flow_receiving | 35 | 10 | 0.033211
P_line_flow_receiving | 35 | 11 | 0.034767
P_line_flow_receiving | 35 | 12 | 0.034424
P_line_flow_receiving | 35 | 13 | 0.034005
P_line_flow_receiving | 35 | 14 | 0.033778
P_line_flow_receiving | 35 | 15 | 0.034424
P_line_flow_receiving | 35 | 16 | 0.032906
P_line_flow_receiving | 35 | 17 | 0.032831
P_line_flow_receiving | 35 | 18 | 0.033098
P_line_flow_receiving | 35 | 19 | 0.032644
P_line_flow_receiving | 35 | 20 | 0.032379
P_line_flow_receiving | 35 | 21 | 0.032265
P_line_flow_receiving | 35 | 22 | 0.032911
P_line_flow_receiving | 35 | 23 | 0.032113
P_line_flow_receiving | 35 | 24 | 0.029114
P_line_flow_receiving | 36 | 1 | -0.020798
P_line_flow_receiving | 36 | 2 | -0.020858
P_line_flow_receiving | 36 | 3 | -0.019832
P_line_flow_receiving | 36 | 4 | -0.021356
P_line_flow_receiving | 36 | 5 | -0.019217
P_line_flow_receiving | 36 | 6 | -0.019451
P_line_flow_receiving | 36 | 7 | -0.020243
P_line_flow_receiving | 36 | 8 | -0.021854
P_line_flow_receiving | 36 | 9 | -0.024228
P_line_flow_receiving | 36 | 10 | -0.025811
P_line_flow_receiving | 36 | 11 | -0.027012
P_line_flow_receiving | 36 | 12 | -0.026748
P_line_flow_receiving | 36 | 13 | -0.026425
P_line_flow_receiving | 36 | 14 | -0.02625
P_line_flow_receiving | 36 | 15 | -0.026748
P_line_flow_receiving | 36 | 16 | -0.025576
P_line_flow_receiving | 36 | 17 | -0.025518
P_line_flow_receiving | 36 | 18 | -0.025723
P_line_flow_receiving | 36 | 19 | -0.025372
P_line_flow_receiving | 36 | 20 | -0.025167
P_line_flow_receiving | 36 | 21 | -0.025079
P_line_flow_receiving | 36 | 22 | -0.025577
P_line_flow_receiving | 36 | 23 | -0.024961
P_line_flow_receiving | 36 | 24 | -0.022646
P_line_flow_receiving | 37 | 1 | -0.036316
P_line_flow_receiving | 37 | 2 | -0.036422
P_line_flow_receiving | 37 | 3 | -0.034625
P_line_flow_receiving | 37 | 4 | -0.037295
P_line_flow_receiving | 37 | 5 | -0.033547
P_line_flow_receiving | 37 | 6 | -0.033958
P_line_flow_receiving | 37 | 7 | -0.031336
P_line_flow_receiving | 37 | 8 | -0.022139
P_line_flow_receiving | 37 | 9 | -0.0022803
P_line_flow_receiving | 37 | 10 | 0.026917
P_line_flow_receiving | 37 | 11 | 0.036788
P_line_flow_receiving | 37 | 12 | 0.053197
P_line_flow_receiving | 37 | 13 | 0.053759
P_line_flow_receiving | 37 | 14 | 0.042108
P_line_flow_receiving | 37 | 15 | 0.013297
P_line_flow_receiving | 37 | 16 | 0.0073557
P_line_flow_receiving | 37 | 17 | 0.0034609
P_line_flow_receiving | 37 | 18 | -0.016902
P_line_flow_receiving | 37 | 19 | -0.044336
P_line_flow_receiving | 37 | 20 | -0.043976
P_line_flow_receiving | 37 | 21 | -0.043822
P_line_flow_receiving | 37 | 22 | -0.044696
P_line_flow_receiving | 37 | 23 | -0.043616
P_line_flow_receiving | 37 | 24 | -0.039555

## Q_line_flow_receiving
Variable_name | Index: Lines | Index: Times | Value
Q_line_flow_receiving | 1 | 1 | -0.18333
Q_line_flow_receiving | 1 | 2 | -0.18389
Q_line_flow_receiving | 1 | 3 | -0.17453
Q_line_flow_receiving | 1 | 4 | -0.18844
Q_line_flow_receiving | 1 | 5 | -0.16893
Q_line_flow_receiving | 1 | 6 | -0.17005
Q_line_flow_receiving | 1 | 7 | -0.17671
Q_line_flow_receiving | 1 | 8 | -0.1888
Q_line_flow_receiving | 1 | 9 | -0.20446
Q_line_flow_receiving | 1 | 10 | -0.21238
Q_line_flow_receiving | 1 | 11 | -0.21891
Q_line_flow_receiving | 1 | 12 | -0.21313
Q_line_flow_receiving | 1 | 13 | -0.20937
Q_line_flow_receiving | 1 | 14 | -0.21002
Q_line_flow_receiving | 1 | 15 | -0.21815
Q_line_flow_receiving | 1 | 16 | -0.21114
Q_line_flow_receiving | 1 | 17 | -0.21258
Q_line_flow_receiving | 1 | 18 | -0.21956
Q_line_flow_receiving | 1 | 19 | -0.22318
Q_line_flow_receiving | 1 | 20 | -0.22357
Q_line_flow_receiving | 1 | 21 | -0.22276
Q_line_flow_receiving | 1 | 22 | -0.22739
Q_line_flow_receiving | 1 | 23 | -0.22167
Q_line_flow_receiving | 1 | 24 | -0.20028
Q_line_flow_receiving | 2 | 1 | -0.11989
Q_line_flow_receiving | 2 | 2 | -0.12024
Q_line_flow_receiving | 2 | 3 | -0.11423
Q_line_flow_receiving | 2 | 4 | -0.12317
Q_line_flow_receiving | 2 | 5 | -0.11062
Q_line_flow_receiving | 2 | 6 | -0.11199
Q_line_flow_receiving | 2 | 7 | -0.11613
Q_line_flow_receiving | 2 | 8 | -0.12408
Q_line_flow_receiving | 2 | 9 | -0.13509
Q_line_flow_receiving | 2 | 10 | -0.1407
Q_line_flow_receiving | 2 | 11 | -0.1464
Q_line_flow_receiving | 2 | 12 | -0.14321
Q_line_flow_receiving | 2 | 13 | -0.14135
Q_line_flow_receiving | 2 | 14 | -0.14155
Q_line_flow_receiving | 2 | 15 | -0.14751
Q_line_flow_receiving | 2 | 16 | -0.14158
Q_line_flow_receiving | 2 | 17 | -0.1417
Q_line_flow_receiving | 2 | 18 | -0.14531
Q_line_flow_receiving | 2 | 19 | -0.14684
Q_line_flow_receiving | 2 | 20 | -0.14563
Q_line_flow_receiving | 2 | 21 | -0.14511
Q_line_flow_receiving | 2 | 22 | -0.14806
Q_line_flow_receiving | 2 | 23 | -0.14442
Q_line_flow_receiving | 2 | 24 | -0.13075
Q_line_flow_receiving | 3 | 1 | -0.0232
Q_line_flow_receiving | 3 | 2 | -0.023267
Q_line_flow_receiving | 3 | 3 | -0.022119
Q_line_flow_receiving | 3 | 4 | -0.023825
Q_line_flow_receiving | 3 | 5 | -0.02143
Q_line_flow_receiving | 3 | 6 | -0.021692
Q_line_flow_receiving | 3 | 7 | -0.022578
Q_line_flow_receiving | 3 | 8 | -0.024383
Q_line_flow_receiving | 3 | 9 | -0.027044
Q_line_flow_receiving | 3 | 10 | -0.028819
Q_line_flow_receiving | 3 | 11 | -0.030168
Q_line_flow_receiving | 3 | 12 | -0.029872
Q_line_flow_receiving | 3 | 13 | -0.02951
Q_line_flow_receiving | 3 | 14 | -0.029312
Q_line_flow_receiving | 3 | 15 | -0.029872
Q_line_flow_receiving | 3 | 16 | -0.028556
Q_line_flow_receiving | 3 | 17 | -0.028491
Q_line_flow_receiving | 3 | 18 | -0.028721
Q_line_flow_receiving | 3 | 19 | -0.028327
Q_line_flow_receiving | 3 | 20 | -0.028097
Q_line_flow_receiving | 3 | 21 | -0.027998
Q_line_flow_receiving | 3 | 22 | -0.028557
Q_line_flow_receiving | 3 | 23 | -0.027867
Q_line_flow_receiving | 3 | 24 | -0.02527
Q_line_flow_receiving | 4 | 1 | -0.017017
Q_line_flow_receiving | 4 | 2 | -0.017067
Q_line_flow_receiving | 4 | 3 | -0.016224
Q_line_flow_receiving | 4 | 4 | -0.017477
Q_line_flow_receiving | 4 | 5 | -0.015719
Q_line_flow_receiving | 4 | 6 | -0.015911
Q_line_flow_receiving | 4 | 7 | -0.016561
Q_line_flow_receiving | 4 | 8 | -0.017886
Q_line_flow_receiving | 4 | 9 | -0.019838
Q_line_flow_receiving | 4 | 10 | -0.021141
Q_line_flow_receiving | 4 | 11 | -0.022131
Q_line_flow_receiving | 4 | 12 | -0.021913
Q_line_flow_receiving | 4 | 13 | -0.021648
Q_line_flow_receiving | 4 | 14 | -0.021503
Q_line_flow_receiving | 4 | 15 | -0.021914
Q_line_flow_receiving | 4 | 16 | -0.020948
Q_line_flow_receiving | 4 | 17 | -0.0209
Q_line_flow_receiving | 4 | 18 | -0.021069
Q_line_flow_receiving | 4 | 19 | -0.02078
Q_line_flow_receiving | 4 | 20 | -0.020611
Q_line_flow_receiving | 4 | 21 | -0.020538
Q_line_flow_receiving | 4 | 22 | -0.020949
Q_line_flow_receiving | 4 | 23 | -0.020442
Q_line_flow_receiving | 4 | 24 | -0.018537
Q_line_flow_receiving | 5 | 1 | -0.014646
Q_line_flow_receiving | 5 | 2 | -0.014688
Q_line_flow_receiving | 5 | 3 | -0.013965
Q_line_flow_receiving | 5 | 4 | -0.015039
Q_line_flow_receiving | 5 | 5 | -0.013532
Q_line_flow_receiving | 5 | 6 | -0.013697
Q_line_flow_receiving | 5 | 7 | -0.014254
Q_line_flow_receiving | 5 | 8 | -0.01539
Q_line_flow_receiving | 5 | 9 | -0.017063
Q_line_flow_receiving | 5 | 10 | -0.018179
Q_line_flow_receiving | 5 | 11 | -0.019026
Q_line_flow_receiving | 5 | 12 | -0.01884
Q_line_flow_receiving | 5 | 13 | -0.018613
Q_line_flow_receiving | 5 | 14 | -0.018489
Q_line_flow_receiving | 5 | 15 | -0.01884
Q_line_flow_receiving | 5 | 16 | -0.018014
Q_line_flow_receiving | 5 | 17 | -0.017973
Q_line_flow_receiving | 5 | 18 | -0.018117
Q_line_flow_receiving | 5 | 19 | -0.017869
Q_line_flow_receiving | 5 | 20 | -0.017725
Q_line_flow_receiving | 5 | 21 | -0.017663
Q_line_flow_receiving | 5 | 22 | -0.018014
Q_line_flow_receiving | 5 | 23 | -0.01758
Q_line_flow_receiving | 5 | 24 | -0.015948
Q_line_flow_receiving | 6 | 1 | -0.0077
Q_line_flow_receiving | 6 | 2 | -0.0077223
Q_line_flow_receiving | 6 | 3 | -0.0073427
Q_line_flow_receiving | 6 | 4 | -0.0079067
Q_line_flow_receiving | 6 | 5 | -0.007115
Q_line_flow_receiving | 6 | 6 | -0.0072017
Q_line_flow_receiving | 6 | 7 | -0.0074946
Q_line_flow_receiving | 6 | 8 | -0.0080911
Q_line_flow_receiving | 6 | 9 | -0.0089696
Q_line_flow_receiving | 6 | 10 | -0.0095553
Q_line_flow_receiving | 6 | 11 | -0.01
Q_line_flow_receiving | 6 | 12 | -0.0099024
Q_line_flow_receiving | 6 | 13 | -0.0097831
Q_line_flow_receiving | 6 | 14 | -0.009718
Q_line_flow_receiving | 6 | 15 | -0.0099024
Q_line_flow_receiving | 6 | 16 | -0.0094685
Q_line_flow_receiving | 6 | 17 | -0.0094469
Q_line_flow_receiving | 6 | 18 | -0.0095228
Q_line_flow_receiving | 6 | 19 | -0.0093926
Q_line_flow_receiving | 6 | 20 | -0.0093167
Q_line_flow_receiving | 6 | 21 | -0.0092842
Q_line_flow_receiving | 6 | 22 | -0.0094685
Q_line_flow_receiving | 6 | 23 | -0.0092408
Q_line_flow_receiving | 6 | 24 | -0.0083839
Q_line_flow_receiving | 7 | 1 | 0.08496
Q_line_flow_receiving | 7 | 2 | 0.085189
Q_line_flow_receiving | 7 | 3 | 0.081278
Q_line_flow_receiving | 7 | 4 | 0.087078
Q_line_flow_receiving | 7 | 5 | 0.078917
Q_line_flow_receiving | 7 | 6 | 0.064966
Q_line_flow_receiving | 7 | 7 | 0.068139
Q_line_flow_receiving | 7 | 8 | 0.059803
Q_line_flow_receiving | 7 | 9 | 0.024696
Q_line_flow_receiving | 7 | 10 | -0.013763
Q_line_flow_receiving | 7 | 11 | -0.070488
Q_line_flow_receiving | 7 | 12 | -0.11845
Q_line_flow_receiving | 7 | 13 | -0.1518
Q_line_flow_receiving | 7 | 14 | -0.12091
Q_line_flow_receiving | 7 | 15 | -0.10362
Q_line_flow_receiving | 7 | 16 | -0.046106
Q_line_flow_receiving | 7 | 17 | -0.015615
Q_line_flow_receiving | 7 | 18 | 0.030222
Q_line_flow_receiving | 7 | 19 | 0.07283
Q_line_flow_receiving | 7 | 20 | 0.10127
Q_line_flow_receiving | 7 | 21 | 0.10095
Q_line_flow_receiving | 7 | 22 | 0.10278
Q_line_flow_receiving | 7 | 23 | 0.10052
Q_line_flow_receiving | 7 | 24 | 0.091932
Q_line_flow_receiving | 8 | 1 | -0.019823
Q_line_flow_receiving | 8 | 2 | -0.019882
Q_line_flow_receiving | 8 | 3 | -0.018875
Q_line_flow_receiving | 8 | 4 | -0.020373
Q_line_flow_receiving | 8 | 5 | -0.018272
Q_line_flow_receiving | 8 | 6 | -0.017782
Q_line_flow_receiving | 8 | 7 | -0.018551
Q_line_flow_receiving | 8 | 8 | -0.019411
Q_line_flow_receiving | 8 | 9 | -0.019676
Q_line_flow_receiving | 8 | 10 | -0.019323
Q_line_flow_receiving | 8 | 11 | -0.018245
Q_line_flow_receiving | 8 | 12 | -0.016574
Q_line_flow_receiving | 8 | 13 | -0.015433
Q_line_flow_receiving | 8 | 14 | -0.016129
Q_line_flow_receiving | 8 | 15 | -0.017031
Q_line_flow_receiving | 8 | 16 | -0.017977
Q_line_flow_receiving | 8 | 17 | -0.019049
Q_line_flow_receiving | 8 | 18 | -0.021104
Q_line_flow_receiving | 8 | 19 | -0.022843
Q_line_flow_receiving | 8 | 20 | -0.024153
Q_line_flow_receiving | 8 | 21 | -0.024066
Q_line_flow_receiving | 8 | 22 | -0.024564
Q_line_flow_receiving | 8 | 23 | -0.023948
Q_line_flow_receiving | 8 | 24 | -0.021647
Q_line_flow_receiving | 9 | 1 | 0.0242
Q_line_flow_receiving | 9 | 2 | 0.024279
Q_line_flow_receiving | 9 | 3 | 0.022955
Q_line_flow_receiving | 9 | 4 | 0.024927
Q_line_flow_receiving | 9 | 5 | 0.022168
Q_line_flow_receiving | 9 | 6 | 0.02219
Q_line_flow_receiving | 9 | 7 | 0.023174
Q_line_flow_receiving | 9 | 8 | 0.024944
Q_line_flow_receiving | 9 | 9 | 0.027509
Q_line_flow_receiving | 9 | 10 | 0.029728
Q_line_flow_receiving | 9 | 11 | 0.032744
Q_line_flow_receiving | 9 | 12 | 0.034776
Q_line_flow_receiving | 9 | 13 | 0.036463
Q_line_flow_receiving | 9 | 14 | 0.034351
Q_line_flow_receiving | 9 | 15 | 0.03393
Q_line_flow_receiving | 9 | 16 | 0.030251
Q_line_flow_receiving | 9 | 17 | 0.029417
Q_line_flow_receiving | 9 | 18 | 0.029239
Q_line_flow_receiving | 9 | 19 | 0.029359
Q_line_flow_receiving | 9 | 20 | 0.030007
Q_line_flow_receiving | 9 | 21 | 0.029888
Q_line_flow_receiving | 9 | 22 | 0.030568
Q_line_flow_receiving | 9 | 23 | 0.029728
Q_line_flow_receiving | 9 | 24 | 0.026622
Q_line_flow_receiving | 10 | 1 | 0.0015401
Q_line_flow_receiving | 10 | 2 | 0.0015446
Q_line_flow_receiving | 10 | 3 | 0.0014686
Q_line_flow_receiving | 10 | 4 | 0.0015815
Q_line_flow_receiving | 10 | 5 | 0.0014231
Q_line_flow_receiving | 10 | 6 | 0.0014404
Q_line_flow_receiving | 10 | 7 | 0.001499
Q_line_flow_receiving | 10 | 8 | 0.0016183
Q_line_flow_receiving | 10 | 9 | 0.0017941
Q_line_flow_receiving | 10 | 10 | 0.0019112
Q_line_flow_receiving | 10 | 11 | 0.0020002
Q_line_flow_receiving | 10 | 12 | 0.0019806
Q_line_flow_receiving | 10 | 13 | 0.0019568
Q_line_flow_receiving | 10 | 14 | 0.0019438
Q_line_flow_receiving | 10 | 15 | 0.0019806
Q_line_flow_receiving | 10 | 16 | 0.0018939
Q_line_flow_receiving | 10 | 17 | 0.0018895
Q_line_flow_receiving | 10 | 18 | 0.0019047
Q_line_flow_receiving | 10 | 19 | 0.0018787
Q_line_flow_receiving | 10 | 20 | 0.0018635
Q_line_flow_receiving | 10 | 21 | 0.001857
Q_line_flow_receiving | 10 | 22 | 0.0018939
Q_line_flow_receiving | 10 | 23 | 0.0018483
Q_line_flow_receiving | 10 | 24 | 0.0016769
Q_line_flow_receiving | 11 | 1 | 0.0038508
Q_line_flow_receiving | 11 | 2 | 0.0038619
Q_line_flow_receiving | 11 | 3 | 0.0036721
Q_line_flow_receiving | 11 | 4 | 0.0039542
Q_line_flow_receiving | 11 | 5 | 0.0035581
Q_line_flow_receiving | 11 | 6 | 0.0036015
Q_line_flow_receiving | 11 | 7 | 0.003748
Q_line_flow_receiving | 11 | 8 | 0.0040464
Q_line_flow_receiving | 11 | 9 | 0.0044859
Q_line_flow_receiving | 11 | 10 | 0.0047788
Q_line_flow_receiving | 11 | 11 | 0.0050013
Q_line_flow_receiving | 11 | 12 | 0.0049524
Q_line_flow_receiving | 11 | 13 | 0.0048928
Q_line_flow_receiving | 11 | 14 | 0.0048602
Q_line_flow_receiving | 11 | 15 | 0.0049524
Q_line_flow_receiving | 11 | 16 | 0.0047354
Q_line_flow_receiving | 11 | 17 | 0.0047246
Q_line_flow_receiving | 11 | 18 | 0.0047626
Q_line_flow_receiving | 11 | 19 | 0.0046975
Q_line_flow_receiving | 11 | 20 | 0.0046595
Q_line_flow_receiving | 11 | 21 | 0.0046432
Q_line_flow_receiving | 11 | 22 | 0.0047354
Q_line_flow_receiving | 11 | 23 | 0.0046215
Q_line_flow_receiving | 11 | 24 | 0.0041929
Q_line_flow_receiving | 12 | 1 | -0.0088609
Q_line_flow_receiving | 12 | 2 | -0.0088866
Q_line_flow_receiving | 12 | 3 | -0.0084495
Q_line_flow_receiving | 12 | 4 | -0.0090989
Q_line_flow_receiving | 12 | 5 | -0.0081872
Q_line_flow_receiving | 12 | 6 | -0.0082871
Q_line_flow_receiving | 12 | 7 | -0.0086243
Q_line_flow_receiving | 12 | 8 | -0.0093113
Q_line_flow_receiving | 12 | 9 | -0.010323
Q_line_flow_receiving | 12 | 10 | -0.010998
Q_line_flow_receiving | 12 | 11 | -0.01151
Q_line_flow_receiving | 12 | 12 | -0.011397
Q_line_flow_receiving | 12 | 13 | -0.01126
Q_line_flow_receiving | 12 | 14 | -0.011185
Q_line_flow_receiving | 12 | 15 | -0.011397
Q_line_flow_receiving | 12 | 16 | -0.010898
Q_line_flow_receiving | 12 | 17 | -0.010873
Q_line_flow_receiving | 12 | 18 | -0.01096
Q_line_flow_receiving | 12 | 19 | -0.01081
Q_line_flow_receiving | 12 | 20 | -0.010723
Q_line_flow_receiving | 12 | 21 | -0.010685
Q_line_flow_receiving | 12 | 22 | -0.010898
Q_line_flow_receiving | 12 | 23 | -0.010635
Q_line_flow_receiving | 12 | 24 | -0.0096486
Q_line_flow_receiving | 13 | 1 | -0.00616
Q_line_flow_receiving | 13 | 2 | -0.0061779
Q_line_flow_receiving | 13 | 3 | -0.0058742
Q_line_flow_receiving | 13 | 4 | -0.0063254
Q_line_flow_receiving | 13 | 5 | -0.005692
Q_line_flow_receiving | 13 | 6 | -0.0057614
Q_line_flow_receiving | 13 | 7 | -0.0059957
Q_line_flow_receiving | 13 | 8 | -0.0064729
Q_line_flow_receiving | 13 | 9 | -0.0071757
Q_line_flow_receiving | 13 | 10 | -0.0076443
Q_line_flow_receiving | 13 | 11 | -0.008
Q_line_flow_receiving | 13 | 12 | -0.0079219
Q_line_flow_receiving | 13 | 13 | -0.0078265
Q_line_flow_receiving | 13 | 14 | -0.0077744
Q_line_flow_receiving | 13 | 15 | -0.0079219
Q_line_flow_receiving | 13 | 16 | -0.0075748
Q_line_flow_receiving | 13 | 17 | -0.0075575
Q_line_flow_receiving | 13 | 18 | -0.0076182
Q_line_flow_receiving | 13 | 19 | -0.0075141
Q_line_flow_receiving | 13 | 20 | -0.0074534
Q_line_flow_receiving | 13 | 21 | -0.0074273
Q_line_flow_receiving | 13 | 22 | -0.0075748
Q_line_flow_receiving | 13 | 23 | -0.0073926
Q_line_flow_receiving | 13 | 24 | -0.0067072
Q_line_flow_receiving | 14 | 1 | -0.086285
Q_line_flow_receiving | 14 | 2 | -0.086549
Q_line_flow_receiving | 14 | 3 | -0.082072
Q_line_flow_receiving | 14 | 4 | -0.088733
Q_line_flow_receiving | 14 | 5 | -0.079398
Q_line_flow_receiving | 14 | 6 | -0.075762
Q_line_flow_receiving | 14 | 7 | -0.079158
Q_line_flow_receiving | 14 | 8 | -0.081455
Q_line_flow_receiving | 14 | 9 | -0.078028
Q_line_flow_receiving | 14 | 10 | -0.071828
Q_line_flow_receiving | 14 | 11 | -0.060955
Q_line_flow_receiving | 14 | 12 | -0.049298
Q_line_flow_receiving | 14 | 13 | -0.041533
Q_line_flow_receiving | 14 | 14 | -0.047455
Q_line_flow_receiving | 14 | 15 | -0.052744
Q_line_flow_receiving | 14 | 16 | -0.062947
Q_line_flow_receiving | 14 | 17 | -0.070648
Q_line_flow_receiving | 14 | 18 | -0.084271
Q_line_flow_receiving | 14 | 19 | -0.096655
Q_line_flow_receiving | 14 | 20 | -0.10564
Q_line_flow_receiving | 14 | 21 | -0.10525
Q_line_flow_receiving | 14 | 22 | -0.10748
Q_line_flow_receiving | 14 | 23 | -0.10472
Q_line_flow_receiving | 14 | 24 | -0.094415
Q_line_flow_receiving | 15 | 1 | -0.017165
Q_line_flow_receiving | 15 | 2 | -0.017215
Q_line_flow_receiving | 15 | 3 | -0.016357
Q_line_flow_receiving | 15 | 4 | -0.017633
Q_line_flow_receiving | 15 | 5 | -0.015843
Q_line_flow_receiving | 15 | 6 | -0.015397
Q_line_flow_receiving | 15 | 7 | -0.016056
Q_line_flow_receiving | 15 | 8 | -0.016763
Q_line_flow_receiving | 15 | 9 | -0.016875
Q_line_flow_receiving | 15 | 10 | -0.016404
Q_line_flow_receiving | 15 | 11 | -0.01515
Q_line_flow_receiving | 15 | 12 | -0.013363
Q_line_flow_receiving | 15 | 13 | -0.012102
Q_line_flow_receiving | 15 | 14 | -0.012964
Q_line_flow_receiving | 15 | 15 | -0.013878
Q_line_flow_receiving | 15 | 16 | -0.015081
Q_line_flow_receiving | 15 | 17 | -0.016164
Q_line_flow_receiving | 15 | 18 | -0.018109
Q_line_flow_receiving | 15 | 19 | -0.019695
Q_line_flow_receiving | 15 | 20 | -0.020835
Q_line_flow_receiving | 15 | 21 | -0.020761
Q_line_flow_receiving | 15 | 22 | -0.021181
Q_line_flow_receiving | 15 | 23 | -0.020662
Q_line_flow_receiving | 15 | 24 | -0.018714
Q_line_flow_receiving | 16 | 1 | -0.01547
Q_line_flow_receiving | 16 | 2 | -0.015515
Q_line_flow_receiving | 16 | 3 | -0.014749
Q_line_flow_receiving | 16 | 4 | -0.015887
Q_line_flow_receiving | 16 | 5 | -0.014289
Q_line_flow_receiving | 16 | 6 | -0.013864
Q_line_flow_receiving | 16 | 7 | -0.014454
Q_line_flow_receiving | 16 | 8 | -0.015059
Q_line_flow_receiving | 16 | 9 | -0.015047
Q_line_flow_receiving | 16 | 10 | -0.014463
Q_line_flow_receiving | 16 | 11 | -0.013039
Q_line_flow_receiving | 16 | 12 | -0.011132
Q_line_flow_receiving | 16 | 13 | -0.0097633
Q_line_flow_receiving | 16 | 14 | -0.010763
Q_line_flow_receiving | 16 | 15 | -0.0117
Q_line_flow_receiving | 16 | 16 | -0.013127
Q_line_flow_receiving | 16 | 17 | -0.014245
Q_line_flow_receiving | 16 | 18 | -0.01616
Q_line_flow_receiving | 16 | 19 | -0.017686
Q_line_flow_receiving | 16 | 20 | -0.018739
Q_line_flow_receiving | 16 | 21 | -0.018673
Q_line_flow_receiving | 16 | 22 | -0.019046
Q_line_flow_receiving | 16 | 23 | -0.018585
Q_line_flow_receiving | 16 | 24 | -0.016852
Q_line_flow_receiving | 17 | 1 | -0.013891
Q_line_flow_receiving | 17 | 2 | -0.013932
Q_line_flow_receiving | 17 | 3 | -0.013245
Q_line_flow_receiving | 17 | 4 | -0.014265
Q_line_flow_receiving | 17 | 5 | -0.012833
Q_line_flow_receiving | 17 | 6 | -0.012402
Q_line_flow_receiving | 17 | 7 | -0.012931
Q_line_flow_receiving | 17 | 8 | -0.013422
Q_line_flow_receiving | 17 | 9 | -0.013245
Q_line_flow_receiving | 17 | 10 | -0.01254
Q_line_flow_receiving | 17 | 11 | -0.01099
Q_line_flow_receiving | 17 | 12 | -0.0090476
Q_line_flow_receiving | 17 | 13 | -0.0076545
Q_line_flow_receiving | 17 | 14 | -0.0087139
Q_line_flow_receiving | 17 | 15 | -0.0096362
Q_line_flow_receiving | 17 | 16 | -0.011205
Q_line_flow_receiving | 17 | 17 | -0.012343
Q_line_flow_receiving | 17 | 18 | -0.014247
Q_line_flow_receiving | 17 | 19 | -0.015777
Q_line_flow_receiving | 17 | 20 | -0.016817
Q_line_flow_receiving | 17 | 21 | -0.016758
Q_line_flow_receiving | 17 | 22 | -0.017092
Q_line_flow_receiving | 17 | 23 | -0.01668
Q_line_flow_receiving | 17 | 24 | -0.015129
Q_line_flow_receiving | 18 | 1 | -0.057989
Q_line_flow_receiving | 18 | 2 | -0.058167
Q_line_flow_receiving | 18 | 3 | -0.055137
Q_line_flow_receiving | 18 | 4 | -0.059646
Q_line_flow_receiving | 18 | 5 | -0.053329
Q_line_flow_receiving | 18 | 6 | -0.053018
Q_line_flow_receiving | 18 | 7 | -0.055328
Q_line_flow_receiving | 18 | 8 | -0.059059
Q_line_flow_receiving | 18 | 9 | -0.063171
Q_line_flow_receiving | 18 | 10 | -0.065219
Q_line_flow_receiving | 18 | 11 | -0.065792
Q_line_flow_receiving | 18 | 12 | -0.063376
Q_line_flow_receiving | 18 | 13 | -0.06159
Q_line_flow_receiving | 18 | 14 | -0.062021
Q_line_flow_receiving | 18 | 15 | -0.063896
Q_line_flow_receiving | 18 | 16 | -0.06309
Q_line_flow_receiving | 18 | 17 | -0.064384
Q_line_flow_receiving | 18 | 18 | -0.067521
Q_line_flow_receiving | 18 | 19 | -0.069476
Q_line_flow_receiving | 18 | 20 | -0.07111
Q_line_flow_receiving | 18 | 21 | -0.070843
Q_line_flow_receiving | 18 | 22 | -0.072362
Q_line_flow_receiving | 18 | 23 | -0.070486
Q_line_flow_receiving | 18 | 24 | -0.063495
Q_line_flow_receiving | 19 | 1 | -0.053575
Q_line_flow_receiving | 19 | 2 | -0.053737
Q_line_flow_receiving | 19 | 3 | -0.050992
Q_line_flow_receiving | 19 | 4 | -0.055074
Q_line_flow_receiving | 19 | 5 | -0.049351
Q_line_flow_receiving | 19 | 6 | -0.049095
Q_line_flow_receiving | 19 | 7 | -0.051193
Q_line_flow_receiving | 19 | 8 | -0.054607
Q_line_flow_receiving | 19 | 9 | -0.058428
Q_line_flow_receiving | 19 | 10 | -0.060381
Q_line_flow_receiving | 19 | 11 | -0.061016
Q_line_flow_receiving | 19 | 12 | -0.058868
Q_line_flow_receiving | 19 | 13 | -0.057254
Q_line_flow_receiving | 19 | 14 | -0.057624
Q_line_flow_receiving | 19 | 15 | -0.059327
Q_line_flow_receiving | 19 | 16 | -0.058499
Q_line_flow_receiving | 19 | 17 | -0.059622
Q_line_flow_receiving | 19 | 18 | -0.062366
Q_line_flow_receiving | 19 | 19 | -0.064012
Q_line_flow_receiving | 19 | 20 | -0.065394
Q_line_flow_receiving | 19 | 21 | -0.065154
Q_line_flow_receiving | 19 | 22 | -0.066516
Q_line_flow_receiving | 19 | 23 | -0.064834
Q_line_flow_receiving | 19 | 24 | -0.058548
Q_line_flow_receiving | 20 | 1 | -0.05008
Q_line_flow_receiving | 20 | 2 | -0.050231
Q_line_flow_receiving | 20 | 3 | -0.04768
Q_line_flow_receiving | 20 | 4 | -0.051473
Q_line_flow_receiving | 20 | 5 | -0.046154
Q_line_flow_receiving | 20 | 6 | -0.045893
Q_line_flow_receiving | 20 | 7 | -0.047844
Q_line_flow_receiving | 20 | 8 | -0.050997
Q_line_flow_receiving | 20 | 9 | -0.054492
Q_line_flow_receiving | 20 | 10 | -0.056259
Q_line_flow_receiving | 20 | 11 | -0.056794
Q_line_flow_receiving | 20 | 12 | -0.054755
Q_line_flow_receiving | 20 | 13 | -0.053224
Q_line_flow_receiving | 20 | 14 | -0.053595
Q_line_flow_receiving | 20 | 15 | -0.055195
Q_line_flow_receiving | 20 | 16 | -0.054479
Q_line_flow_receiving | 20 | 17 | -0.055553
Q_line_flow_receiving | 20 | 18 | -0.058151
Q_line_flow_receiving | 20 | 19 | -0.059729
Q_line_flow_receiving | 20 | 20 | -0.061048
Q_line_flow_receiving | 20 | 21 | -0.060826
Q_line_flow_receiving | 20 | 22 | -0.062088
Q_line_flow_receiving | 20 | 23 | -0.060529
Q_line_flow_receiving | 20 | 24 | -0.054699
Q_line_flow_receiving | 21 | 1 | -0.018633
Q_line_flow_receiving | 21 | 2 | -0.018688
Q_line_flow_receiving | 21 | 3 | -0.017762
Q_line_flow_receiving | 21 | 4 | -0.019138
Q_line_flow_receiving | 21 | 5 | -0.017206
Q_line_flow_receiving | 21 | 6 | -0.017417
Q_line_flow_receiving | 21 | 7 | -0.018132
Q_line_flow_receiving | 21 | 8 | -0.019588
Q_line_flow_receiving | 21 | 9 | -0.021735
Q_line_flow_receiving | 21 | 10 | -0.023169
Q_line_flow_receiving | 21 | 11 | -0.024258
Q_line_flow_receiving | 21 | 12 | -0.024017
Q_line_flow_receiving | 21 | 13 | -0.023723
Q_line_flow_receiving | 21 | 14 | -0.023565
Q_line_flow_receiving | 21 | 15 | -0.024017
Q_line_flow_receiving | 21 | 16 | -0.022955
Q_line_flow_receiving | 21 | 17 | -0.022903
Q_line_flow_receiving | 21 | 18 | -0.023091
Q_line_flow_receiving | 21 | 19 | -0.022773
Q_line_flow_receiving | 21 | 20 | -0.022588
Q_line_flow_receiving | 21 | 21 | -0.022508
Q_line_flow_receiving | 21 | 22 | -0.02296
Q_line_flow_receiving | 21 | 23 | -0.022402
Q_line_flow_receiving | 21 | 24 | -0.020304
Q_line_flow_receiving | 22 | 1 | -0.093163
Q_line_flow_receiving | 22 | 2 | -0.093438
Q_line_flow_receiving | 22 | 3 | -0.088768
Q_line_flow_receiving | 22 | 4 | -0.09571
Q_line_flow_receiving | 22 | 5 | -0.08597
Q_line_flow_receiving | 22 | 6 | -0.087036
Q_line_flow_receiving | 22 | 7 | -0.090152
Q_line_flow_receiving | 22 | 8 | -0.096049
Q_line_flow_receiving | 22 | 9 | -0.10405
Q_line_flow_receiving | 22 | 10 | -0.1077
Q_line_flow_receiving | 22 | 11 | -0.11187
Q_line_flow_receiving | 22 | 12 | -0.10906
Q_line_flow_receiving | 22 | 13 | -0.10761
Q_line_flow_receiving | 22 | 14 | -0.10802
Q_line_flow_receiving | 22 | 15 | -0.11324
Q_line_flow_receiving | 22 | 16 | -0.10881
Q_line_flow_receiving | 22 | 17 | -0.109
Q_line_flow_receiving | 22 | 18 | -0.11225
Q_line_flow_receiving | 22 | 19 | -0.11409
Q_line_flow_receiving | 22 | 20 | -0.11315
Q_line_flow_receiving | 22 | 21 | -0.11274
Q_line_flow_receiving | 22 | 22 | -0.11503
Q_line_flow_receiving | 22 | 23 | -0.11221
Q_line_flow_receiving | 22 | 24 | -0.1016
Q_line_flow_receiving | 23 | 1 | -0.088469
Q_line_flow_receiving | 23 | 2 | -0.088728
Q_line_flow_receiving | 23 | 3 | -0.084331
Q_line_flow_receiving | 23 | 4 | -0.090864
Q_line_flow_receiving | 23 | 5 | -0.081695
Q_line_flow_receiving | 23 | 6 | -0.082699
Q_line_flow_receiving | 23 | 7 | -0.085647
Q_line_flow_receiving | 23 | 8 | -0.091236
Q_line_flow_receiving | 23 | 9 | -0.098828
Q_line_flow_receiving | 23 | 10 | -0.10231
Q_line_flow_receiving | 23 | 11 | -0.10624
Q_line_flow_receiving | 23 | 12 | -0.10357
Q_line_flow_receiving | 23 | 13 | -0.1022
Q_line_flow_receiving | 23 | 14 | -0.10261
Q_line_flow_receiving | 23 | 15 | -0.10752
Q_line_flow_receiving | 23 | 16 | -0.10334
Q_line_flow_receiving | 23 | 17 | -0.1035
Q_line_flow_receiving | 23 | 18 | -0.10651
Q_line_flow_receiving | 23 | 19 | -0.10812
Q_line_flow_receiving | 23 | 20 | -0.10724
Q_line_flow_receiving | 23 | 21 | -0.10686
Q_line_flow_receiving | 23 | 22 | -0.109
Q_line_flow_receiving | 23 | 23 | -0.10635
Q_line_flow_receiving | 23 | 24 | -0.096399
Q_line_flow_receiving | 24 | 1 | -0.072602
Q_line_flow_receiving | 24 | 2 | -0.072814
Q_line_flow_receiving | 24 | 3 | -0.069223
Q_line_flow_receiving | 24 | 4 | -0.074558
Q_line_flow_receiving | 24 | 5 | -0.067069
Q_line_flow_receiving | 24 | 6 | -0.06789
Q_line_flow_receiving | 24 | 7 | -0.070244
Q_line_flow_receiving | 24 | 8 | -0.074648
Q_line_flow_receiving | 24 | 9 | -0.080514
Q_line_flow_receiving | 24 | 10 | -0.082873
Q_line_flow_receiving | 24 | 11 | -0.085902
Q_line_flow_receiving | 24 | 12 | -0.083447
Q_line_flow_receiving | 24 | 13 | -0.082322
Q_line_flow_receiving | 24 | 14 | -0.082856
Q_line_flow_receiving | 24 | 15 | -0.087329
Q_line_flow_receiving | 24 | 16 | -0.084026
Q_line_flow_receiving | 24 | 17 | -0.08422
Q_line_flow_receiving | 24 | 18 | -0.086959
Q_line_flow_receiving | 24 | 19 | -0.088627
Q_line_flow_receiving | 24 | 20 | -0.087908
Q_line_flow_receiving | 24 | 21 | -0.0876
Q_line_flow_receiving | 24 | 22 | -0.089347
Q_line_flow_receiving | 24 | 23 | -0.087189
Q_line_flow_receiving | 24 | 24 | -0.079075
Q_line_flow_receiving | 25 | 1 | -0.0053923
Q_line_flow_receiving | 25 | 2 | -0.005408
Q_line_flow_receiving | 25 | 3 | -0.005142
Q_line_flow_receiving | 25 | 4 | -0.0055372
Q_line_flow_receiving | 25 | 5 | -0.0049825
Q_line_flow_receiving | 25 | 6 | -0.0050432
Q_line_flow_receiving | 25 | 7 | -0.0052484
Q_line_flow_receiving | 25 | 8 | -0.0056663
Q_line_flow_receiving | 25 | 9 | -0.0062819
Q_line_flow_receiving | 25 | 10 | -0.0066923
Q_line_flow_receiving | 25 | 11 | -0.0070039
Q_line_flow_receiving | 25 | 12 | -0.0069355
Q_line_flow_receiving | 25 | 13 | -0.0068519
Q_line_flow_receiving | 25 | 14 | -0.0068063
Q_line_flow_receiving | 25 | 15 | -0.0069355
Q_line_flow_receiving | 25 | 16 | -0.0066315
Q_line_flow_receiving | 25 | 17 | -0.0066163
Q_line_flow_receiving | 25 | 18 | -0.0066695
Q_line_flow_receiving | 25 | 19 | -0.0065783
Q_line_flow_receiving | 25 | 20 | -0.0065251
Q_line_flow_receiving | 25 | 21 | -0.0065023
Q_line_flow_receiving | 25 | 22 | -0.0066315
Q_line_flow_receiving | 25 | 23 | -0.0064719
Q_line_flow_receiving | 25 | 24 | -0.0058715
Q_line_flow_receiving | 26 | 1 | -0.0034664
Q_line_flow_receiving | 26 | 2 | -0.0034765
Q_line_flow_receiving | 26 | 3 | -0.0033055
Q_line_flow_receiving | 26 | 4 | -0.0035595
Q_line_flow_receiving | 26 | 5 | -0.0032029
Q_line_flow_receiving | 26 | 6 | -0.003242
Q_line_flow_receiving | 26 | 7 | -0.0033739
Q_line_flow_receiving | 26 | 8 | -0.0036426
Q_line_flow_receiving | 26 | 9 | -0.0040383
Q_line_flow_receiving | 26 | 10 | -0.0043021
Q_line_flow_receiving | 26 | 11 | -0.0045024
Q_line_flow_receiving | 26 | 12 | -0.0044584
Q_line_flow_receiving | 26 | 13 | -0.0044047
Q_line_flow_receiving | 26 | 14 | -0.0043754
Q_line_flow_receiving | 26 | 15 | -0.0044584
Q_line_flow_receiving | 26 | 16 | -0.004263
Q_line_flow_receiving | 26 | 17 | -0.0042532
Q_line_flow_receiving | 26 | 18 | -0.0042874
Q_line_flow_receiving | 26 | 19 | -0.0042288
Q_line_flow_receiving | 26 | 20 | -0.0041946
Q_line_flow_receiving | 26 | 21 | -0.00418
Q_line_flow_receiving | 26 | 22 | -0.004263
Q_line_flow_receiving | 26 | 23 | -0.0041604
Q_line_flow_receiving | 26 | 24 | -0.0037745
Q_line_flow_receiving | 27 | 1 | -0.00154
Q_line_flow_receiving | 27 | 2 | -0.0015445
Q_line_flow_receiving | 27 | 3 | -0.0014685
Q_line_flow_receiving | 27 | 4 | -0.0015813
Q_line_flow_receiving | 27 | 5 | -0.001423
Q_line_flow_receiving | 27 | 6 | -0.0014403
Q_line_flow_receiving | 27 | 7 | -0.0014989
Q_line_flow_receiving | 27 | 8 | -0.0016182
Q_line_flow_receiving | 27 | 9 | -0.0017939
Q_line_flow_receiving | 27 | 10 | -0.0019111
Q_line_flow_receiving | 27 | 11 | -0.002
Q_line_flow_receiving | 27 | 12 | -0.0019805
Q_line_flow_receiving | 27 | 13 | -0.0019566
Q_line_flow_receiving | 27 | 14 | -0.0019436
Q_line_flow_receiving | 27 | 15 | -0.0019805
Q_line_flow_receiving | 27 | 16 | -0.0018937
Q_line_flow_receiving | 27 | 17 | -0.0018894
Q_line_flow_receiving | 27 | 18 | -0.0019046
Q_line_flow_receiving | 27 | 19 | -0.0018785
Q_line_flow_receiving | 27 | 20 | -0.0018633
Q_line_flow_receiving | 27 | 21 | -0.0018568
Q_line_flow_receiving | 27 | 22 | -0.0018937
Q_line_flow_receiving | 27 | 23 | -0.0018482
Q_line_flow_receiving | 27 | 24 | -0.0016768
Q_line_flow_receiving | 28 | 1 | -0.22593
Q_line_flow_receiving | 28 | 2 | -0.22659
Q_line_flow_receiving | 28 | 3 | -0.21543
Q_line_flow_receiving | 28 | 4 | -0.23201
Q_line_flow_receiving | 28 | 5 | -0.20873
Q_line_flow_receiving | 28 | 6 | -0.21128
Q_line_flow_receiving | 28 | 7 | -0.21804
Q_line_flow_receiving | 28 | 8 | -0.23002
Q_line_flow_receiving | 28 | 9 | -0.24477
Q_line_flow_receiving | 28 | 10 | -0.24727
Q_line_flow_receiving | 28 | 11 | -0.25484
Q_line_flow_receiving | 28 | 12 | -0.24468
Q_line_flow_receiving | 28 | 13 | -0.24118
Q_line_flow_receiving | 28 | 14 | -0.24474
Q_line_flow_receiving | 28 | 15 | -0.26297
Q_line_flow_receiving | 28 | 16 | -0.2539
Q_line_flow_receiving | 28 | 17 | -0.25511
Q_line_flow_receiving | 28 | 18 | -0.26657
Q_line_flow_receiving | 28 | 19 | -0.27575
Q_line_flow_receiving | 28 | 20 | -0.27352
Q_line_flow_receiving | 28 | 21 | -0.27256
Q_line_flow_receiving | 28 | 22 | -0.27799
Q_line_flow_receiving | 28 | 23 | -0.27128
Q_line_flow_receiving | 28 | 24 | -0.24606
Q_line_flow_receiving | 29 | 1 | -0.051601
Q_line_flow_receiving | 29 | 2 | -0.05175
Q_line_flow_receiving | 29 | 3 | -0.049206
Q_line_flow_receiving | 29 | 4 | -0.052986
Q_line_flow_receiving | 29 | 5 | -0.047679
Q_line_flow_receiving | 29 | 6 | -0.048261
Q_line_flow_receiving | 29 | 7 | -0.049824
Q_line_flow_receiving | 29 | 8 | -0.052622
Q_line_flow_receiving | 29 | 9 | -0.056111
Q_line_flow_receiving | 29 | 10 | -0.056836
Q_line_flow_receiving | 29 | 11 | -0.058617
Q_line_flow_receiving | 29 | 12 | -0.056363
Q_line_flow_receiving | 29 | 13 | -0.055563
Q_line_flow_receiving | 29 | 14 | -0.056327
Q_line_flow_receiving | 29 | 15 | -0.060363
Q_line_flow_receiving | 29 | 16 | -0.058255
Q_line_flow_receiving | 29 | 17 | -0.05851
Q_line_flow_receiving | 29 | 18 | -0.061019
Q_line_flow_receiving | 29 | 19 | -0.062947
Q_line_flow_receiving | 29 | 20 | -0.062438
Q_line_flow_receiving | 29 | 21 | -0.062219
Q_line_flow_receiving | 29 | 22 | -0.063455
Q_line_flow_receiving | 29 | 23 | -0.061929
Q_line_flow_receiving | 29 | 24 | -0.056185
Q_line_flow_receiving | 30 | 1 | -0.00539
Q_line_flow_receiving | 30 | 2 | -0.0054056
Q_line_flow_receiving | 30 | 3 | -0.0051399
Q_line_flow_receiving | 30 | 4 | -0.0055347
Q_line_flow_receiving | 30 | 5 | -0.0049805
Q_line_flow_receiving | 30 | 6 | -0.0050412
Q_line_flow_receiving | 30 | 7 | -0.0052462
Q_line_flow_receiving | 30 | 8 | -0.0056638
Q_line_flow_receiving | 30 | 9 | -0.0062787
Q_line_flow_receiving | 30 | 10 | -0.0066887
Q_line_flow_receiving | 30 | 11 | -0.007
Q_line_flow_receiving | 30 | 12 | -0.0069317
Q_line_flow_receiving | 30 | 13 | -0.0068482
Q_line_flow_receiving | 30 | 14 | -0.0068026
Q_line_flow_receiving | 30 | 15 | -0.0069317
Q_line_flow_receiving | 30 | 16 | -0.006628
Q_line_flow_receiving | 30 | 17 | -0.0066128
Q_line_flow_receiving | 30 | 18 | -0.0066659
Q_line_flow_receiving | 30 | 19 | -0.0065748
Q_line_flow_receiving | 30 | 20 | -0.0065217
Q_line_flow_receiving | 30 | 21 | -0.0064989
Q_line_flow_receiving | 30 | 22 | -0.006628
Q_line_flow_receiving | 30 | 23 | -0.0064685
Q_line_flow_receiving | 30 | 24 | -0.0058688
Q_line_flow_receiving | 31 | 1 | 0.0060885
Q_line_flow_receiving | 31 | 2 | 0.0060295
Q_line_flow_receiving | 31 | 3 | 0.0069669
Q_line_flow_receiving | 31 | 4 | 0.0055236
Q_line_flow_receiving | 31 | 5 | 0.0074628
Q_line_flow_receiving | 31 | 6 | 0.043315
Q_line_flow_receiving | 31 | 7 | 0.030003
Q_line_flow_receiving | 31 | 8 | 0.026532
Q_line_flow_receiving | 31 | 9 | 0.054841
Q_line_flow_receiving | 31 | 10 | 0.055569
Q_line_flow_receiving | 31 | 11 | 0.1516
Q_line_flow_receiving | 31 | 12 | 0.19716
Q_line_flow_receiving | 31 | 13 | 0.26199
Q_line_flow_receiving | 31 | 14 | 0.23725
Q_line_flow_receiving | 31 | 15 | 0.30106
Q_line_flow_receiving | 31 | 16 | 0.18963
Q_line_flow_receiving | 31 | 17 | 0.13347
Q_line_flow_receiving | 31 | 18 | 0.092946
Q_line_flow_receiving | 31 | 19 | 0.074775
Q_line_flow_receiving | 31 | 20 | 0.00053383
Q_line_flow_receiving | 31 | 21 | 0.00067179
Q_line_flow_receiving | 31 | 22 | -0.00012453
Q_line_flow_receiving | 31 | 23 | 0.00085403
Q_line_flow_receiving | 31 | 24 | 0.0040586
Q_line_flow_receiving | 32 | 1 | 0.0077119
Q_line_flow_receiving | 32 | 2 | 0.0077344
Q_line_flow_receiving | 32 | 3 | 0.0073535
Q_line_flow_receiving | 32 | 4 | 0.0079194
Q_line_flow_receiving | 32 | 5 | 0.0071251
Q_line_flow_receiving | 32 | 6 | 0.007212
Q_line_flow_receiving | 32 | 7 | 0.0075058
Q_line_flow_receiving | 32 | 8 | 0.0081041
Q_line_flow_receiving | 32 | 9 | 0.0089854
Q_line_flow_receiving | 32 | 10 | 0.0095729
Q_line_flow_receiving | 32 | 11 | 0.010019
Q_line_flow_receiving | 32 | 12 | 0.0099203
Q_line_flow_receiving | 32 | 13 | 0.0098003
Q_line_flow_receiving | 32 | 14 | 0.0097352
Q_line_flow_receiving | 32 | 15 | 0.0099205
Q_line_flow_receiving | 32 | 16 | 0.0094855
Q_line_flow_receiving | 32 | 17 | 0.009464
Q_line_flow_receiving | 32 | 18 | 0.0095407
Q_line_flow_receiving | 32 | 19 | 0.0094106
Q_line_flow_receiving | 32 | 20 | 0.0093347
Q_line_flow_receiving | 32 | 21 | 0.009302
Q_line_flow_receiving | 32 | 22 | 0.0094872
Q_line_flow_receiving | 32 | 23 | 0.0092584
Q_line_flow_receiving | 32 | 24 | 0.0083983
Q_line_flow_receiving | 33 | 1 | -0.027652
Q_line_flow_receiving | 33 | 2 | -0.027735
Q_line_flow_receiving | 33 | 3 | -0.026334
Q_line_flow_receiving | 33 | 4 | -0.028416
Q_line_flow_receiving | 33 | 5 | -0.025496
Q_line_flow_receiving | 33 | 6 | -0.02507
Q_line_flow_receiving | 33 | 7 | -0.026141
Q_line_flow_receiving | 33 | 8 | -0.027589
Q_line_flow_receiving | 33 | 9 | -0.028694
Q_line_flow_receiving | 33 | 10 | -0.028902
Q_line_flow_receiving | 33 | 11 | -0.028266
Q_line_flow_receiving | 33 | 12 | -0.026528
Q_line_flow_receiving | 33 | 13 | -0.025305
Q_line_flow_receiving | 33 | 14 | -0.0259
Q_line_flow_receiving | 33 | 15 | -0.026972
Q_line_flow_receiving | 33 | 16 | -0.027462
Q_line_flow_receiving | 33 | 17 | -0.028518
Q_line_flow_receiving | 33 | 18 | -0.030688
Q_line_flow_receiving | 33 | 19 | -0.032365
Q_line_flow_receiving | 33 | 20 | -0.033664
Q_line_flow_receiving | 33 | 21 | -0.033542
Q_line_flow_receiving | 33 | 22 | -0.034233
Q_line_flow_receiving | 33 | 23 | -0.03338
Q_line_flow_receiving | 33 | 24 | -0.030185
Q_line_flow_receiving | 34 | 1 | -0.017998
Q_line_flow_receiving | 34 | 2 | -0.018051
Q_line_flow_receiving | 34 | 3 | -0.017148
Q_line_flow_receiving | 34 | 4 | -0.01849
Q_line_flow_receiving | 34 | 5 | -0.016608
Q_line_flow_receiving | 34 | 6 | -0.016157
Q_line_flow_receiving | 34 | 7 | -0.016849
Q_line_flow_receiving | 34 | 8 | -0.01761
Q_line_flow_receiving | 34 | 9 | -0.017789
Q_line_flow_receiving | 34 | 10 | -0.017369
Q_line_flow_receiving | 34 | 11 | -0.016176
Q_line_flow_receiving | 34 | 12 | -0.014416
Q_line_flow_receiving | 34 | 13 | -0.01318
Q_line_flow_receiving | 34 | 14 | -0.014001
Q_line_flow_receiving | 34 | 15 | -0.014917
Q_line_flow_receiving | 34 | 16 | -0.016042
Q_line_flow_receiving | 34 | 17 | -0.017118
Q_line_flow_receiving | 34 | 18 | -0.019083
Q_line_flow_receiving | 34 | 19 | -0.020692
Q_line_flow_receiving | 34 | 20 | -0.021861
Q_line_flow_receiving | 34 | 21 | -0.021783
Q_line_flow_receiving | 34 | 22 | -0.022226
Q_line_flow_receiving | 34 | 23 | -0.021679
Q_line_flow_receiving | 34 | 24 | -0.019628
Q_line_flow_receiving | 35 | 1 | 0.015553
Q_line_flow_receiving | 35 | 2 | 0.015599
Q_line_flow_receiving | 35 | 3 | 0.014824
Q_line_flow_receiving | 35 | 4 | 0.015975
Q_line_flow_receiving | 35 | 5 | 0.01436
Q_line_flow_receiving | 35 | 6 | 0.014537
Q_line_flow_receiving | 35 | 7 | 0.015134
Q_line_flow_receiving | 35 | 8 | 0.016351
Q_line_flow_receiving | 35 | 9 | 0.018148
Q_line_flow_receiving | 35 | 10 | 0.019347
Q_line_flow_receiving | 35 | 11 | 0.020258
Q_line_flow_receiving | 35 | 12 | 0.020056
Q_line_flow_receiving | 35 | 13 | 0.01981
Q_line_flow_receiving | 35 | 14 | 0.019677
Q_line_flow_receiving | 35 | 15 | 0.020056
Q_line_flow_receiving | 35 | 16 | 0.019168
Q_line_flow_receiving | 35 | 17 | 0.019124
Q_line_flow_receiving | 35 | 18 | 0.019282
Q_line_flow_receiving | 35 | 19 | 0.019016
Q_line_flow_receiving | 35 | 20 | 0.018861
Q_line_flow_receiving | 35 | 21 | 0.018795
Q_line_flow_receiving | 35 | 22 | 0.019173
Q_line_flow_receiving | 35 | 23 | 0.018706
Q_line_flow_receiving | 35 | 24 | 0.016951
Q_line_flow_receiving | 36 | 1 | -0.010792
Q_line_flow_receiving | 36 | 2 | -0.010823
Q_line_flow_receiving | 36 | 3 | -0.010291
Q_line_flow_receiving | 36 | 4 | -0.011082
Q_line_flow_receiving | 36 | 5 | -0.0099711
Q_line_flow_receiving | 36 | 6 | -0.010093
Q_line_flow_receiving | 36 | 7 | -0.010504
Q_line_flow_receiving | 36 | 8 | -0.011341
Q_line_flow_receiving | 36 | 9 | -0.012573
Q_line_flow_receiving | 36 | 10 | -0.013395
Q_line_flow_receiving | 36 | 11 | -0.014019
Q_line_flow_receiving | 36 | 12 | -0.013881
Q_line_flow_receiving | 36 | 13 | -0.013714
Q_line_flow_receiving | 36 | 14 | -0.013622
Q_line_flow_receiving | 36 | 15 | -0.013881
Q_line_flow_receiving | 36 | 16 | -0.013273
Q_line_flow_receiving | 36 | 17 | -0.013243
Q_line_flow_receiving | 36 | 18 | -0.01335
Q_line_flow_receiving | 36 | 19 | -0.013168
Q_line_flow_receiving | 36 | 20 | -0.013061
Q_line_flow_receiving | 36 | 21 | -0.013016
Q_line_flow_receiving | 36 | 22 | -0.013275
Q_line_flow_receiving | 36 | 23 | -0.012955
Q_line_flow_receiving | 36 | 24 | -0.011752
Q_line_flow_receiving | 37 | 1 | -0.057049
Q_line_flow_receiving | 37 | 2 | -0.057215
Q_line_flow_receiving | 37 | 3 | -0.054399
Q_line_flow_receiving | 37 | 4 | -0.058583
Q_line_flow_receiving | 37 | 5 | -0.05271
Q_line_flow_receiving | 37 | 6 | -0.053353
Q_line_flow_receiving | 37 | 7 | -0.055121
Q_line_flow_receiving | 37 | 8 | -0.058336
Q_line_flow_receiving | 37 | 9 | -0.062445
Q_line_flow_receiving | 37 | 10 | -0.063605
Q_line_flow_receiving | 37 | 11 | -0.065716
Q_line_flow_receiving | 37 | 12 | -0.063419
Q_line_flow_receiving | 37 | 13 | -0.062535
Q_line_flow_receiving | 37 | 14 | -0.063232
Q_line_flow_receiving | 37 | 15 | -0.067368
Q_line_flow_receiving | 37 | 16 | -0.064947
Q_line_flow_receiving | 37 | 17 | -0.065185
Q_line_flow_receiving | 37 | 18 | -0.06775
Q_line_flow_receiving | 37 | 19 | -0.06961
Q_line_flow_receiving | 37 | 20 | -0.069047
Q_line_flow_receiving | 37 | 21 | -0.068805
Q_line_flow_receiving | 37 | 22 | -0.070174
Q_line_flow_receiving | 37 | 23 | -0.068483
Q_line_flow_receiving | 37 | 24 | -0.062124

## S_line_flow_sending
Variable_name | Index: Lines | Index: Times | Value
S_line_flow_sending | 1 | 1 | 0.12041
S_line_flow_sending | 1 | 2 | 0.12114
S_line_flow_sending | 1 | 3 | 0.10917
S_line_flow_sending | 1 | 4 | 0.12719
S_line_flow_sending | 1 | 5 | 0.1023
S_line_flow_sending | 1 | 6 | 0.10109
S_line_flow_sending | 1 | 7 | 0.10738
S_line_flow_sending | 1 | 8 | 0.11432
S_line_flow_sending | 1 | 9 | 0.11532
S_line_flow_sending | 1 | 10 | 0.10391
S_line_flow_sending | 1 | 11 | 0.097803
S_line_flow_sending | 1 | 12 | 0.079895
S_line_flow_sending | 1 | 13 | 0.072582
S_line_flow_sending | 1 | 14 | 0.080492
S_line_flow_sending | 1 | 15 | 0.10159
S_line_flow_sending | 1 | 16 | 0.10587
S_line_flow_sending | 1 | 17 | 0.11435
S_line_flow_sending | 1 | 18 | 0.14148
S_line_flow_sending | 1 | 19 | 0.17154
S_line_flow_sending | 1 | 20 | 0.17877
S_line_flow_sending | 1 | 21 | 0.17747
S_line_flow_sending | 1 | 22 | 0.18489
S_line_flow_sending | 1 | 23 | 0.17575
S_line_flow_sending | 1 | 24 | 0.1436
S_line_flow_sending | 2 | 1 | 0.042259
S_line_flow_sending | 2 | 2 | 0.042511
S_line_flow_sending | 2 | 3 | 0.038338
S_line_flow_sending | 2 | 4 | 0.044619
S_line_flow_sending | 2 | 5 | 0.035943
S_line_flow_sending | 2 | 6 | 0.036846
S_line_flow_sending | 2 | 7 | 0.038521
S_line_flow_sending | 2 | 8 | 0.040669
S_line_flow_sending | 2 | 9 | 0.041839
S_line_flow_sending | 2 | 10 | 0.037666
S_line_flow_sending | 2 | 11 | 0.038668
S_line_flow_sending | 2 | 12 | 0.033259
S_line_flow_sending | 2 | 13 | 0.032142
S_line_flow_sending | 2 | 14 | 0.034674
S_line_flow_sending | 2 | 15 | 0.045381
S_line_flow_sending | 2 | 16 | 0.043234
S_line_flow_sending | 2 | 17 | 0.044394
S_line_flow_sending | 2 | 18 | 0.052952
S_line_flow_sending | 2 | 19 | 0.06359
S_line_flow_sending | 2 | 20 | 0.062534
S_line_flow_sending | 2 | 21 | 0.062085
S_line_flow_sending | 2 | 22 | 0.064655
S_line_flow_sending | 2 | 23 | 0.061488
S_line_flow_sending | 2 | 24 | 0.050326
S_line_flow_sending | 3 | 1 | 0.0028371
S_line_flow_sending | 3 | 2 | 0.0028537
S_line_flow_sending | 3 | 3 | 0.0025789
S_line_flow_sending | 3 | 4 | 0.0029922
S_line_flow_sending | 3 | 5 | 0.0024208
S_line_flow_sending | 3 | 6 | 0.0024804
S_line_flow_sending | 3 | 7 | 0.0026871
S_line_flow_sending | 3 | 8 | 0.003134
S_line_flow_sending | 3 | 9 | 0.0038554
S_line_flow_sending | 3 | 10 | 0.0043782
S_line_flow_sending | 3 | 11 | 0.0047976
S_line_flow_sending | 3 | 12 | 0.0047038
S_line_flow_sending | 3 | 13 | 0.0045905
S_line_flow_sending | 3 | 14 | 0.0045293
S_line_flow_sending | 3 | 15 | 0.0047039
S_line_flow_sending | 3 | 16 | 0.0042987
S_line_flow_sending | 3 | 17 | 0.0042789
S_line_flow_sending | 3 | 18 | 0.0043484
S_line_flow_sending | 3 | 19 | 0.0042299
S_line_flow_sending | 3 | 20 | 0.0041614
S_line_flow_sending | 3 | 21 | 0.0041322
S_line_flow_sending | 3 | 22 | 0.0042989
S_line_flow_sending | 3 | 23 | 0.0040935
S_line_flow_sending | 3 | 24 | 0.0033662
S_line_flow_sending | 4 | 1 | 0.0017822
S_line_flow_sending | 4 | 2 | 0.0017926
S_line_flow_sending | 4 | 3 | 0.0016201
S_line_flow_sending | 4 | 4 | 0.0018796
S_line_flow_sending | 4 | 5 | 0.0015208
S_line_flow_sending | 4 | 6 | 0.0015583
S_line_flow_sending | 4 | 7 | 0.0016881
S_line_flow_sending | 4 | 8 | 0.0019686
S_line_flow_sending | 4 | 9 | 0.0024213
S_line_flow_sending | 4 | 10 | 0.0027494
S_line_flow_sending | 4 | 11 | 0.0030125
S_line_flow_sending | 4 | 12 | 0.0029537
S_line_flow_sending | 4 | 13 | 0.0028826
S_line_flow_sending | 4 | 14 | 0.0028442
S_line_flow_sending | 4 | 15 | 0.0029538
S_line_flow_sending | 4 | 16 | 0.0026995
S_line_flow_sending | 4 | 17 | 0.0026871
S_line_flow_sending | 4 | 18 | 0.0027307
S_line_flow_sending | 4 | 19 | 0.0026563
S_line_flow_sending | 4 | 20 | 0.0026133
S_line_flow_sending | 4 | 21 | 0.002595
S_line_flow_sending | 4 | 22 | 0.0026996
S_line_flow_sending | 4 | 23 | 0.0025707
S_line_flow_sending | 4 | 24 | 0.0021143
S_line_flow_sending | 5 | 1 | 0.0013697
S_line_flow_sending | 5 | 2 | 0.0013777
S_line_flow_sending | 5 | 3 | 0.0012452
S_line_flow_sending | 5 | 4 | 0.0014445
S_line_flow_sending | 5 | 5 | 0.0011689
S_line_flow_sending | 5 | 6 | 0.0011977
S_line_flow_sending | 5 | 7 | 0.0012974
S_line_flow_sending | 5 | 8 | 0.0015128
S_line_flow_sending | 5 | 9 | 0.0018604
S_line_flow_sending | 5 | 10 | 0.0021122
S_line_flow_sending | 5 | 11 | 0.0023141
S_line_flow_sending | 5 | 12 | 0.002269
S_line_flow_sending | 5 | 13 | 0.0022144
S_line_flow_sending | 5 | 14 | 0.002185
S_line_flow_sending | 5 | 15 | 0.002269
S_line_flow_sending | 5 | 16 | 0.0020739
S_line_flow_sending | 5 | 17 | 0.0020644
S_line_flow_sending | 5 | 18 | 0.0020978
S_line_flow_sending | 5 | 19 | 0.0020407
S_line_flow_sending | 5 | 20 | 0.0020077
S_line_flow_sending | 5 | 21 | 0.0019937
S_line_flow_sending | 5 | 22 | 0.002074
S_line_flow_sending | 5 | 23 | 0.001975
S_line_flow_sending | 5 | 24 | 0.0016247
S_line_flow_sending | 6 | 1 | 0.00029674
S_line_flow_sending | 6 | 2 | 0.00029847
S_line_flow_sending | 6 | 3 | 0.00026983
S_line_flow_sending | 6 | 4 | 0.0003129
S_line_flow_sending | 6 | 5 | 0.00025334
S_line_flow_sending | 6 | 6 | 0.00025956
S_line_flow_sending | 6 | 7 | 0.00028111
S_line_flow_sending | 6 | 8 | 0.00032767
S_line_flow_sending | 6 | 9 | 0.00040273
S_line_flow_sending | 6 | 10 | 0.00045708
S_line_flow_sending | 6 | 11 | 0.00050064
S_line_flow_sending | 6 | 12 | 0.00049091
S_line_flow_sending | 6 | 13 | 0.00047914
S_line_flow_sending | 6 | 14 | 0.00047278
S_line_flow_sending | 6 | 15 | 0.00049091
S_line_flow_sending | 6 | 16 | 0.00044881
S_line_flow_sending | 6 | 17 | 0.00044676
S_line_flow_sending | 6 | 18 | 0.00045397
S_line_flow_sending | 6 | 19 | 0.00044164
S_line_flow_sending | 6 | 20 | 0.00043452
S_line_flow_sending | 6 | 21 | 0.00043149
S_line_flow_sending | 6 | 22 | 0.00044881
S_line_flow_sending | 6 | 23 | 0.00042747
S_line_flow_sending | 6 | 24 | 0.00035183
S_line_flow_sending | 7 | 1 | 0.24008
S_line_flow_sending | 7 | 2 | 0.24153
S_line_flow_sending | 7 | 3 | 0.21748
S_line_flow_sending | 7 | 4 | 0.25371
S_line_flow_sending | 7 | 5 | 0.20371
S_line_flow_sending | 7 | 6 | 0.16765
S_line_flow_sending | 7 | 7 | 0.1864
S_line_flow_sending | 7 | 8 | 0.18738
S_line_flow_sending | 7 | 9 | 0.13655
S_line_flow_sending | 7 | 10 | 0.089155
S_line_flow_sending | 7 | 11 | 0.031889
S_line_flow_sending | 7 | 12 | 0.016211
S_line_flow_sending | 7 | 13 | 0.024872
S_line_flow_sending | 7 | 14 | 0.015358
S_line_flow_sending | 7 | 15 | 0.014013
S_line_flow_sending | 7 | 16 | 0.038831
S_line_flow_sending | 7 | 17 | 0.074814
S_line_flow_sending | 7 | 18 | 0.15671
S_line_flow_sending | 7 | 19 | 0.25616
S_line_flow_sending | 7 | 20 | 0.35781
S_line_flow_sending | 7 | 21 | 0.35518
S_line_flow_sending | 7 | 22 | 0.3702
S_line_flow_sending | 7 | 23 | 0.3517
S_line_flow_sending | 7 | 24 | 0.28675
S_line_flow_sending | 8 | 1 | 0.0026018
S_line_flow_sending | 8 | 2 | 0.0026172
S_line_flow_sending | 8 | 3 | 0.0023613
S_line_flow_sending | 8 | 4 | 0.0027465
S_line_flow_sending | 8 | 5 | 0.0022144
S_line_flow_sending | 8 | 6 | 0.0017487
S_line_flow_sending | 8 | 7 | 0.0019169
S_line_flow_sending | 8 | 8 | 0.0017682
S_line_flow_sending | 8 | 9 | 0.00099723
S_line_flow_sending | 8 | 10 | 0.00048329
S_line_flow_sending | 8 | 11 | 0.00043905
S_line_flow_sending | 8 | 12 | 0.0010674
S_line_flow_sending | 8 | 13 | 0.0018591
S_line_flow_sending | 8 | 14 | 0.0011153
S_line_flow_sending | 8 | 15 | 0.00079268
S_line_flow_sending | 8 | 16 | 0.00032703
S_line_flow_sending | 8 | 17 | 0.00045945
S_line_flow_sending | 8 | 18 | 0.0012343
S_line_flow_sending | 8 | 19 | 0.0025797
S_line_flow_sending | 8 | 20 | 0.0038438
S_line_flow_sending | 8 | 21 | 0.0038163
S_line_flow_sending | 8 | 22 | 0.0039736
S_line_flow_sending | 8 | 23 | 0.0037798
S_line_flow_sending | 8 | 24 | 0.0030962
S_line_flow_sending | 9 | 1 | 0.0090082
S_line_flow_sending | 9 | 2 | 0.0090623
S_line_flow_sending | 9 | 3 | 0.0081656
S_line_flow_sending | 9 | 4 | 0.009516
S_line_flow_sending | 9 | 5 | 0.0076515
S_line_flow_sending | 9 | 6 | 0.0048855
S_line_flow_sending | 9 | 7 | 0.0054139
S_line_flow_sending | 9 | 8 | 0.0039532
S_line_flow_sending | 9 | 9 | 0.00086649
S_line_flow_sending | 9 | 10 | 0.0024513
S_line_flow_sending | 9 | 11 | 0.013096
S_line_flow_sending | 9 | 12 | 0.028906
S_line_flow_sending | 9 | 13 | 0.043148
S_line_flow_sending | 9 | 14 | 0.029573
S_line_flow_sending | 9 | 15 | 0.023039
S_line_flow_sending | 9 | 16 | 0.0070529
S_line_flow_sending | 9 | 17 | 0.0025357
S_line_flow_sending | 9 | 18 | 0.0011481
S_line_flow_sending | 9 | 19 | 0.0062747
S_line_flow_sending | 9 | 20 | 0.013385
S_line_flow_sending | 9 | 21 | 0.013288
S_line_flow_sending | 9 | 22 | 0.013845
S_line_flow_sending | 9 | 23 | 0.013159
S_line_flow_sending | 9 | 24 | 0.010746
S_line_flow_sending | 10 | 1 | 2.3716e-05
S_line_flow_sending | 10 | 2 | 2.3854e-05
S_line_flow_sending | 10 | 3 | 2.1566e-05
S_line_flow_sending | 10 | 4 | 2.5007e-05
S_line_flow_sending | 10 | 5 | 2.0249e-05
S_line_flow_sending | 10 | 6 | 2.0746e-05
S_line_flow_sending | 10 | 7 | 2.2467e-05
S_line_flow_sending | 10 | 8 | 2.6186e-05
S_line_flow_sending | 10 | 9 | 3.2182e-05
S_line_flow_sending | 10 | 10 | 3.6522e-05
S_line_flow_sending | 10 | 11 | 4e-05
S_line_flow_sending | 10 | 12 | 3.9223e-05
S_line_flow_sending | 10 | 13 | 3.8283e-05
S_line_flow_sending | 10 | 14 | 3.7776e-05
S_line_flow_sending | 10 | 15 | 3.9223e-05
S_line_flow_sending | 10 | 16 | 3.5861e-05
S_line_flow_sending | 10 | 17 | 3.5697e-05
S_line_flow_sending | 10 | 18 | 3.6273e-05
S_line_flow_sending | 10 | 19 | 3.5289e-05
S_line_flow_sending | 10 | 20 | 3.472e-05
S_line_flow_sending | 10 | 21 | 3.4478e-05
S_line_flow_sending | 10 | 22 | 3.5861e-05
S_line_flow_sending | 10 | 23 | 3.4157e-05
S_line_flow_sending | 10 | 24 | 2.8116e-05
S_line_flow_sending | 11 | 1 | 8.0196e-05
S_line_flow_sending | 11 | 2 | 8.0662e-05
S_line_flow_sending | 11 | 3 | 7.2926e-05
S_line_flow_sending | 11 | 4 | 8.456e-05
S_line_flow_sending | 11 | 5 | 6.8472e-05
S_line_flow_sending | 11 | 6 | 7.0152e-05
S_line_flow_sending | 11 | 7 | 7.5973e-05
S_line_flow_sending | 11 | 8 | 8.855e-05
S_line_flow_sending | 11 | 9 | 0.00010882
S_line_flow_sending | 11 | 10 | 0.0001235
S_line_flow_sending | 11 | 11 | 0.00013526
S_line_flow_sending | 11 | 12 | 0.00013263
S_line_flow_sending | 11 | 13 | 0.00012946
S_line_flow_sending | 11 | 14 | 0.00012774
S_line_flow_sending | 11 | 15 | 0.00013263
S_line_flow_sending | 11 | 16 | 0.00012127
S_line_flow_sending | 11 | 17 | 0.00012071
S_line_flow_sending | 11 | 18 | 0.00012266
S_line_flow_sending | 11 | 19 | 0.00011933
S_line_flow_sending | 11 | 20 | 0.00011741
S_line_flow_sending | 11 | 21 | 0.00011659
S_line_flow_sending | 11 | 22 | 0.00012127
S_line_flow_sending | 11 | 23 | 0.0001155
S_line_flow_sending | 11 | 24 | 9.5076e-05
S_line_flow_sending | 12 | 1 | 0.00027185
S_line_flow_sending | 12 | 2 | 0.00027343
S_line_flow_sending | 12 | 3 | 0.00024714
S_line_flow_sending | 12 | 4 | 0.00028668
S_line_flow_sending | 12 | 5 | 0.00023201
S_line_flow_sending | 12 | 6 | 0.00023772
S_line_flow_sending | 12 | 7 | 0.0002575
S_line_flow_sending | 12 | 8 | 0.00030024
S_line_flow_sending | 12 | 9 | 0.00036919
S_line_flow_sending | 12 | 10 | 0.00041913
S_line_flow_sending | 12 | 11 | 0.00045917
S_line_flow_sending | 12 | 12 | 0.0004502
S_line_flow_sending | 12 | 13 | 0.00043937
S_line_flow_sending | 12 | 14 | 0.00043354
S_line_flow_sending | 12 | 15 | 0.00045021
S_line_flow_sending | 12 | 16 | 0.00041152
S_line_flow_sending | 12 | 17 | 0.00040964
S_line_flow_sending | 12 | 18 | 0.00041629
S_line_flow_sending | 12 | 19 | 0.00040496
S_line_flow_sending | 12 | 20 | 0.00039843
S_line_flow_sending | 12 | 21 | 0.00039565
S_line_flow_sending | 12 | 22 | 0.00041157
S_line_flow_sending | 12 | 23 | 0.00039194
S_line_flow_sending | 12 | 24 | 0.00032244
S_line_flow_sending | 13 | 1 | 0.00012348
S_line_flow_sending | 13 | 2 | 0.0001242
S_line_flow_sending | 13 | 3 | 0.00011228
S_line_flow_sending | 13 | 4 | 0.0001302
S_line_flow_sending | 13 | 5 | 0.00010542
S_line_flow_sending | 13 | 6 | 0.00010801
S_line_flow_sending | 13 | 7 | 0.00011697
S_line_flow_sending | 13 | 8 | 0.00013635
S_line_flow_sending | 13 | 9 | 0.00016759
S_line_flow_sending | 13 | 10 | 0.00019021
S_line_flow_sending | 13 | 11 | 0.00020834
S_line_flow_sending | 13 | 12 | 0.00020429
S_line_flow_sending | 13 | 13 | 0.00019939
S_line_flow_sending | 13 | 14 | 0.00019674
S_line_flow_sending | 13 | 15 | 0.00020429
S_line_flow_sending | 13 | 16 | 0.00018677
S_line_flow_sending | 13 | 17 | 0.00018591
S_line_flow_sending | 13 | 18 | 0.00018892
S_line_flow_sending | 13 | 19 | 0.00018379
S_line_flow_sending | 13 | 20 | 0.00018083
S_line_flow_sending | 13 | 21 | 0.00017956
S_line_flow_sending | 13 | 22 | 0.00018677
S_line_flow_sending | 13 | 23 | 0.00017789
S_line_flow_sending | 13 | 24 | 0.00014641
S_line_flow_sending | 14 | 1 | 0.075443
S_line_flow_sending | 14 | 2 | 0.075898
S_line_flow_sending | 14 | 3 | 0.068372
S_line_flow_sending | 14 | 4 | 0.079706
S_line_flow_sending | 14 | 5 | 0.064058
S_line_flow_sending | 14 | 6 | 0.041802
S_line_flow_sending | 14 | 7 | 0.046277
S_line_flow_sending | 14 | 8 | 0.034658
S_line_flow_sending | 14 | 9 | 0.0076494
S_line_flow_sending | 14 | 10 | 0.014575
S_line_flow_sending | 14 | 11 | 0.085314
S_line_flow_sending | 14 | 12 | 0.19429
S_line_flow_sending | 14 | 13 | 0.29307
S_line_flow_sending | 14 | 14 | 0.19921
S_line_flow_sending | 14 | 15 | 0.15376
S_line_flow_sending | 14 | 16 | 0.04473
S_line_flow_sending | 14 | 17 | 0.015113
S_line_flow_sending | 14 | 18 | 0.010486
S_line_flow_sending | 14 | 19 | 0.054529
S_line_flow_sending | 14 | 20 | 0.11222
S_line_flow_sending | 14 | 21 | 0.1114
S_line_flow_sending | 14 | 22 | 0.11608
S_line_flow_sending | 14 | 23 | 0.11031
S_line_flow_sending | 14 | 24 | 0.090034
S_line_flow_sending | 15 | 1 | 0.0016835
S_line_flow_sending | 15 | 2 | 0.0016934
S_line_flow_sending | 15 | 3 | 0.0015295
S_line_flow_sending | 15 | 4 | 0.0017761
S_line_flow_sending | 15 | 5 | 0.0014352
S_line_flow_sending | 15 | 6 | 0.0010713
S_line_flow_sending | 15 | 7 | 0.0011764
S_line_flow_sending | 15 | 8 | 0.0010244
S_line_flow_sending | 15 | 9 | 0.00047406
S_line_flow_sending | 15 | 10 | 0.00027061
S_line_flow_sending | 15 | 11 | 0.00073049
S_line_flow_sending | 15 | 12 | 0.0018009
S_line_flow_sending | 15 | 13 | 0.0028931
S_line_flow_sending | 15 | 14 | 0.0018617
S_line_flow_sending | 15 | 15 | 0.0013814
S_line_flow_sending | 15 | 16 | 0.00040306
S_line_flow_sending | 15 | 17 | 0.00026422
S_line_flow_sending | 15 | 18 | 0.00059813
S_line_flow_sending | 15 | 19 | 0.0015175
S_line_flow_sending | 15 | 20 | 0.0024756
S_line_flow_sending | 15 | 21 | 0.0024581
S_line_flow_sending | 15 | 22 | 0.002558
S_line_flow_sending | 15 | 23 | 0.0024349
S_line_flow_sending | 15 | 24 | 0.0019995
S_line_flow_sending | 16 | 1 | 0.0013025
S_line_flow_sending | 16 | 2 | 0.0013101
S_line_flow_sending | 16 | 3 | 0.0011835
S_line_flow_sending | 16 | 4 | 0.001374
S_line_flow_sending | 16 | 5 | 0.0011107
S_line_flow_sending | 16 | 6 | 0.00079436
S_line_flow_sending | 16 | 7 | 0.00087385
S_line_flow_sending | 16 | 8 | 0.00072825
S_line_flow_sending | 16 | 9 | 0.00029685
S_line_flow_sending | 16 | 10 | 0.00025694
S_line_flow_sending | 16 | 11 | 0.00097951
S_line_flow_sending | 16 | 12 | 0.0022719
S_line_flow_sending | 16 | 13 | 0.0035126
S_line_flow_sending | 16 | 14 | 0.0023355
S_line_flow_sending | 16 | 15 | 0.0017792
S_line_flow_sending | 16 | 16 | 0.0005325
S_line_flow_sending | 16 | 17 | 0.00025713
S_line_flow_sending | 16 | 18 | 0.00037641
S_line_flow_sending | 16 | 19 | 0.0010937
S_line_flow_sending | 16 | 20 | 0.0019138
S_line_flow_sending | 16 | 21 | 0.0019003
S_line_flow_sending | 16 | 22 | 0.0019774
S_line_flow_sending | 16 | 23 | 0.0018824
S_line_flow_sending | 16 | 24 | 0.0015465
S_line_flow_sending | 17 | 1 | 0.00096668
S_line_flow_sending | 17 | 2 | 0.00097231
S_line_flow_sending | 17 | 3 | 0.00087876
S_line_flow_sending | 17 | 4 | 0.0010195
S_line_flow_sending | 17 | 5 | 0.00082491
S_line_flow_sending | 17 | 6 | 0.00055816
S_line_flow_sending | 17 | 7 | 0.00061535
S_line_flow_sending | 17 | 8 | 0.00048401
S_line_flow_sending | 17 | 9 | 0.00018418
S_line_flow_sending | 17 | 10 | 0.00031642
S_line_flow_sending | 17 | 11 | 0.001311
S_line_flow_sending | 17 | 12 | 0.002831
S_line_flow_sending | 17 | 13 | 0.0042274
S_line_flow_sending | 17 | 14 | 0.0028949
S_line_flow_sending | 17 | 15 | 0.002262
S_line_flow_sending | 17 | 16 | 0.00073445
S_line_flow_sending | 17 | 17 | 0.00032155
S_line_flow_sending | 17 | 18 | 0.00022745
S_line_flow_sending | 17 | 19 | 0.00073948
S_line_flow_sending | 17 | 20 | 0.0014174
S_line_flow_sending | 17 | 21 | 0.0014075
S_line_flow_sending | 17 | 22 | 0.0014642
S_line_flow_sending | 17 | 23 | 0.0013943
S_line_flow_sending | 17 | 24 | 0.0011468
S_line_flow_sending | 18 | 1 | 0.017662
S_line_flow_sending | 18 | 2 | 0.017769
S_line_flow_sending | 18 | 3 | 0.016003
S_line_flow_sending | 18 | 4 | 0.018663
S_line_flow_sending | 18 | 5 | 0.014991
S_line_flow_sending | 18 | 6 | 0.013893
S_line_flow_sending | 18 | 7 | 0.015147
S_line_flow_sending | 18 | 8 | 0.016288
S_line_flow_sending | 18 | 9 | 0.015726
S_line_flow_sending | 18 | 10 | 0.014077
S_line_flow_sending | 18 | 11 | 0.01105
S_line_flow_sending | 18 | 12 | 0.0079682
S_line_flow_sending | 18 | 13 | 0.0062455
S_line_flow_sending | 18 | 14 | 0.0074505
S_line_flow_sending | 18 | 15 | 0.0088009
S_line_flow_sending | 18 | 16 | 0.011316
S_line_flow_sending | 18 | 17 | 0.013633
S_line_flow_sending | 18 | 18 | 0.018278
S_line_flow_sending | 18 | 19 | 0.022793
S_line_flow_sending | 18 | 20 | 0.026297
S_line_flow_sending | 18 | 21 | 0.026105
S_line_flow_sending | 18 | 22 | 0.027205
S_line_flow_sending | 18 | 23 | 0.02585
S_line_flow_sending | 18 | 24 | 0.021088
S_line_flow_sending | 19 | 1 | 0.015645
S_line_flow_sending | 19 | 2 | 0.01574
S_line_flow_sending | 19 | 3 | 0.014175
S_line_flow_sending | 19 | 4 | 0.016532
S_line_flow_sending | 19 | 5 | 0.013278
S_line_flow_sending | 19 | 6 | 0.012231
S_line_flow_sending | 19 | 7 | 0.013339
S_line_flow_sending | 19 | 8 | 0.014268
S_line_flow_sending | 19 | 9 | 0.013551
S_line_flow_sending | 19 | 10 | 0.011919
S_line_flow_sending | 19 | 11 | 0.0091161
S_line_flow_sending | 19 | 12 | 0.0064234
S_line_flow_sending | 19 | 13 | 0.0049729
S_line_flow_sending | 19 | 14 | 0.0059943
S_line_flow_sending | 19 | 15 | 0.0071451
S_line_flow_sending | 19 | 16 | 0.0094352
S_line_flow_sending | 19 | 17 | 0.011536
S_line_flow_sending | 19 | 18 | 0.015781
S_line_flow_sending | 19 | 19 | 0.020003
S_line_flow_sending | 19 | 20 | 0.023299
S_line_flow_sending | 19 | 21 | 0.023128
S_line_flow_sending | 19 | 22 | 0.024104
S_line_flow_sending | 19 | 23 | 0.022902
S_line_flow_sending | 19 | 24 | 0.018681
S_line_flow_sending | 20 | 1 | 0.013361
S_line_flow_sending | 20 | 2 | 0.01344
S_line_flow_sending | 20 | 3 | 0.012121
S_line_flow_sending | 20 | 4 | 0.014107
S_line_flow_sending | 20 | 5 | 0.011364
S_line_flow_sending | 20 | 6 | 0.010406
S_line_flow_sending | 20 | 7 | 0.011339
S_line_flow_sending | 20 | 8 | 0.012042
S_line_flow_sending | 20 | 9 | 0.011225
S_line_flow_sending | 20 | 10 | 0.0096871
S_line_flow_sending | 20 | 11 | 0.0072103
S_line_flow_sending | 20 | 12 | 0.0049747
S_line_flow_sending | 20 | 13 | 0.003825
S_line_flow_sending | 20 | 14 | 0.0046368
S_line_flow_sending | 20 | 15 | 0.0055673
S_line_flow_sending | 20 | 16 | 0.007552
S_line_flow_sending | 20 | 17 | 0.0093723
S_line_flow_sending | 20 | 18 | 0.013073
S_line_flow_sending | 20 | 19 | 0.016829
S_line_flow_sending | 20 | 20 | 0.019771
S_line_flow_sending | 20 | 21 | 0.019629
S_line_flow_sending | 20 | 22 | 0.020442
S_line_flow_sending | 20 | 23 | 0.01944
S_line_flow_sending | 20 | 24 | 0.015911
S_line_flow_sending | 21 | 1 | 0.0014879
S_line_flow_sending | 21 | 2 | 0.0014966
S_line_flow_sending | 21 | 3 | 0.0013519
S_line_flow_sending | 21 | 4 | 0.0015696
S_line_flow_sending | 21 | 5 | 0.0012687
S_line_flow_sending | 21 | 6 | 0.0013
S_line_flow_sending | 21 | 7 | 0.0014088
S_line_flow_sending | 21 | 8 | 0.0016442
S_line_flow_sending | 21 | 9 | 0.0020245
S_line_flow_sending | 21 | 10 | 0.0023003
S_line_flow_sending | 21 | 11 | 0.0025216
S_line_flow_sending | 21 | 12 | 0.0024718
S_line_flow_sending | 21 | 13 | 0.0024118
S_line_flow_sending | 21 | 14 | 0.0023796
S_line_flow_sending | 21 | 15 | 0.0024719
S_line_flow_sending | 21 | 16 | 0.0022581
S_line_flow_sending | 21 | 17 | 0.0022479
S_line_flow_sending | 21 | 18 | 0.0022848
S_line_flow_sending | 21 | 19 | 0.0022224
S_line_flow_sending | 21 | 20 | 0.0021864
S_line_flow_sending | 21 | 21 | 0.002171
S_line_flow_sending | 21 | 22 | 0.0022591
S_line_flow_sending | 21 | 23 | 0.0021506
S_line_flow_sending | 21 | 24 | 0.0017667
S_line_flow_sending | 22 | 1 | 0.020932
S_line_flow_sending | 22 | 2 | 0.021057
S_line_flow_sending | 22 | 3 | 0.018993
S_line_flow_sending | 22 | 4 | 0.022099
S_line_flow_sending | 22 | 5 | 0.017808
S_line_flow_sending | 22 | 6 | 0.018255
S_line_flow_sending | 22 | 7 | 0.018844
S_line_flow_sending | 22 | 8 | 0.01921
S_line_flow_sending | 22 | 9 | 0.018606
S_line_flow_sending | 22 | 10 | 0.01573
S_line_flow_sending | 22 | 11 | 0.015957
S_line_flow_sending | 22 | 12 | 0.0136
S_line_flow_sending | 22 | 13 | 0.013147
S_line_flow_sending | 22 | 14 | 0.014226
S_line_flow_sending | 22 | 15 | 0.019468
S_line_flow_sending | 22 | 16 | 0.018776
S_line_flow_sending | 22 | 17 | 0.019457
S_line_flow_sending | 22 | 18 | 0.024416
S_line_flow_sending | 22 | 19 | 0.031476
S_line_flow_sending | 22 | 20 | 0.030955
S_line_flow_sending | 22 | 21 | 0.030732
S_line_flow_sending | 22 | 22 | 0.032002
S_line_flow_sending | 22 | 23 | 0.030438
S_line_flow_sending | 22 | 24 | 0.024921
S_line_flow_sending | 23 | 1 | 0.018548
S_line_flow_sending | 23 | 2 | 0.018658
S_line_flow_sending | 23 | 3 | 0.016836
S_line_flow_sending | 23 | 4 | 0.019577
S_line_flow_sending | 23 | 5 | 0.01579
S_line_flow_sending | 23 | 6 | 0.016184
S_line_flow_sending | 23 | 7 | 0.016665
S_line_flow_sending | 23 | 8 | 0.016878
S_line_flow_sending | 23 | 9 | 0.01618
S_line_flow_sending | 23 | 10 | 0.013585
S_line_flow_sending | 23 | 11 | 0.013785
S_line_flow_sending | 23 | 12 | 0.011818
S_line_flow_sending | 23 | 13 | 0.011433
S_line_flow_sending | 23 | 14 | 0.012309
S_line_flow_sending | 23 | 15 | 0.01684
S_line_flow_sending | 23 | 16 | 0.01627
S_line_flow_sending | 23 | 17 | 0.01688
S_line_flow_sending | 23 | 18 | 0.021342
S_line_flow_sending | 23 | 19 | 0.027839
S_line_flow_sending | 23 | 20 | 0.02738
S_line_flow_sending | 23 | 21 | 0.027184
S_line_flow_sending | 23 | 22 | 0.028302
S_line_flow_sending | 23 | 23 | 0.026925
S_line_flow_sending | 23 | 24 | 0.022066
S_line_flow_sending | 24 | 1 | 0.010156
S_line_flow_sending | 24 | 2 | 0.010216
S_line_flow_sending | 24 | 3 | 0.0092255
S_line_flow_sending | 24 | 4 | 0.010716
S_line_flow_sending | 24 | 5 | 0.0086561
S_line_flow_sending | 24 | 6 | 0.0088708
S_line_flow_sending | 24 | 7 | 0.0090216
S_line_flow_sending | 24 | 8 | 0.0088559
S_line_flow_sending | 24 | 9 | 0.0081882
S_line_flow_sending | 24 | 10 | 0.0071117
S_line_flow_sending | 24 | 11 | 0.0074717
S_line_flow_sending | 24 | 12 | 0.0071378
S_line_flow_sending | 24 | 13 | 0.0069741
S_line_flow_sending | 24 | 14 | 0.0069178
S_line_flow_sending | 24 | 15 | 0.0085328
S_line_flow_sending | 24 | 16 | 0.0082149
S_line_flow_sending | 24 | 17 | 0.0085173
S_line_flow_sending | 24 | 18 | 0.01098
S_line_flow_sending | 24 | 19 | 0.015192
S_line_flow_sending | 24 | 20 | 0.014943
S_line_flow_sending | 24 | 21 | 0.014838
S_line_flow_sending | 24 | 22 | 0.015442
S_line_flow_sending | 24 | 23 | 0.014697
S_line_flow_sending | 24 | 24 | 0.012066
S_line_flow_sending | 25 | 1 | 0.00022137
S_line_flow_sending | 25 | 2 | 0.00022265
S_line_flow_sending | 25 | 3 | 0.00020129
S_line_flow_sending | 25 | 4 | 0.00023342
S_line_flow_sending | 25 | 5 | 0.00018899
S_line_flow_sending | 25 | 6 | 0.00019363
S_line_flow_sending | 25 | 7 | 0.00020971
S_line_flow_sending | 25 | 8 | 0.00024444
S_line_flow_sending | 25 | 9 | 0.00030043
S_line_flow_sending | 25 | 10 | 0.00034098
S_line_flow_sending | 25 | 11 | 0.00037347
S_line_flow_sending | 25 | 12 | 0.00036621
S_line_flow_sending | 25 | 13 | 0.00035743
S_line_flow_sending | 25 | 14 | 0.00035269
S_line_flow_sending | 25 | 15 | 0.00036621
S_line_flow_sending | 25 | 16 | 0.00033481
S_line_flow_sending | 25 | 17 | 0.00033327
S_line_flow_sending | 25 | 18 | 0.00033866
S_line_flow_sending | 25 | 19 | 0.00032946
S_line_flow_sending | 25 | 20 | 0.00032415
S_line_flow_sending | 25 | 21 | 0.00032189
S_line_flow_sending | 25 | 22 | 0.00033481
S_line_flow_sending | 25 | 23 | 0.00031889
S_line_flow_sending | 25 | 24 | 0.00026246
S_line_flow_sending | 26 | 1 | 9.7463e-05
S_line_flow_sending | 26 | 2 | 9.8029e-05
S_line_flow_sending | 26 | 3 | 8.8625e-05
S_line_flow_sending | 26 | 4 | 0.00010277
S_line_flow_sending | 26 | 5 | 8.321e-05
S_line_flow_sending | 26 | 6 | 8.5253e-05
S_line_flow_sending | 26 | 7 | 9.233e-05
S_line_flow_sending | 26 | 8 | 0.00010762
S_line_flow_sending | 26 | 9 | 0.00013227
S_line_flow_sending | 26 | 10 | 0.00015012
S_line_flow_sending | 26 | 11 | 0.00016442
S_line_flow_sending | 26 | 12 | 0.00016123
S_line_flow_sending | 26 | 13 | 0.00015736
S_line_flow_sending | 26 | 14 | 0.00015528
S_line_flow_sending | 26 | 15 | 0.00016123
S_line_flow_sending | 26 | 16 | 0.0001474
S_line_flow_sending | 26 | 17 | 0.00014673
S_line_flow_sending | 26 | 18 | 0.0001491
S_line_flow_sending | 26 | 19 | 0.00014505
S_line_flow_sending | 26 | 20 | 0.00014271
S_line_flow_sending | 26 | 21 | 0.00014172
S_line_flow_sending | 26 | 22 | 0.0001474
S_line_flow_sending | 26 | 23 | 0.00014039
S_line_flow_sending | 26 | 24 | 0.00011555
S_line_flow_sending | 27 | 1 | 2.3735e-05
S_line_flow_sending | 27 | 2 | 2.3873e-05
S_line_flow_sending | 27 | 3 | 2.1583e-05
S_line_flow_sending | 27 | 4 | 2.5027e-05
S_line_flow_sending | 27 | 5 | 2.0264e-05
S_line_flow_sending | 27 | 6 | 2.0762e-05
S_line_flow_sending | 27 | 7 | 2.2485e-05
S_line_flow_sending | 27 | 8 | 2.6209e-05
S_line_flow_sending | 27 | 9 | 3.2212e-05
S_line_flow_sending | 27 | 10 | 3.6559e-05
S_line_flow_sending | 27 | 11 | 4.0042e-05
S_line_flow_sending | 27 | 12 | 3.9264e-05
S_line_flow_sending | 27 | 13 | 3.8323e-05
S_line_flow_sending | 27 | 14 | 3.7815e-05
S_line_flow_sending | 27 | 15 | 3.9264e-05
S_line_flow_sending | 27 | 16 | 3.5897e-05
S_line_flow_sending | 27 | 17 | 3.5733e-05
S_line_flow_sending | 27 | 18 | 3.631e-05
S_line_flow_sending | 27 | 19 | 3.5324e-05
S_line_flow_sending | 27 | 20 | 3.4755e-05
S_line_flow_sending | 27 | 21 | 3.4512e-05
S_line_flow_sending | 27 | 22 | 3.5898e-05
S_line_flow_sending | 27 | 23 | 3.419e-05
S_line_flow_sending | 27 | 24 | 2.8141e-05
S_line_flow_sending | 28 | 1 | 0.085001
S_line_flow_sending | 28 | 2 | 0.085507
S_line_flow_sending | 28 | 3 | 0.077115
S_line_flow_sending | 28 | 4 | 0.089748
S_line_flow_sending | 28 | 5 | 0.072298
S_line_flow_sending | 28 | 6 | 0.074113
S_line_flow_sending | 28 | 7 | 0.074951
S_line_flow_sending | 28 | 8 | 0.072628
S_line_flow_sending | 28 | 9 | 0.067104
S_line_flow_sending | 28 | 10 | 0.062835
S_line_flow_sending | 28 | 11 | 0.068628
S_line_flow_sending | 28 | 12 | 0.071561
S_line_flow_sending | 28 | 13 | 0.07038
S_line_flow_sending | 28 | 14 | 0.065654
S_line_flow_sending | 28 | 15 | 0.071841
S_line_flow_sending | 28 | 16 | 0.068289
S_line_flow_sending | 28 | 17 | 0.070335
S_line_flow_sending | 28 | 18 | 0.089882
S_line_flow_sending | 28 | 19 | 0.12791
S_line_flow_sending | 28 | 20 | 0.12579
S_line_flow_sending | 28 | 21 | 0.12489
S_line_flow_sending | 28 | 22 | 0.13006
S_line_flow_sending | 28 | 23 | 0.12369
S_line_flow_sending | 28 | 24 | 0.10123
S_line_flow_sending | 29 | 1 | 0.0034018
S_line_flow_sending | 29 | 2 | 0.0034216
S_line_flow_sending | 29 | 3 | 0.0030928
S_line_flow_sending | 29 | 4 | 0.0035873
S_line_flow_sending | 29 | 5 | 0.0029035
S_line_flow_sending | 29 | 6 | 0.0029749
S_line_flow_sending | 29 | 7 | 0.0029867
S_line_flow_sending | 29 | 8 | 0.0029289
S_line_flow_sending | 29 | 9 | 0.0032266
S_line_flow_sending | 29 | 10 | 0.0047128
S_line_flow_sending | 29 | 11 | 0.0058279
S_line_flow_sending | 29 | 12 | 0.0074262
S_line_flow_sending | 29 | 13 | 0.0073912
S_line_flow_sending | 29 | 14 | 0.0060754
S_line_flow_sending | 29 | 15 | 0.0042866
S_line_flow_sending | 29 | 16 | 0.0037515
S_line_flow_sending | 29 | 17 | 0.0036497
S_line_flow_sending | 29 | 18 | 0.0037612
S_line_flow_sending | 29 | 19 | 0.0050668
S_line_flow_sending | 29 | 20 | 0.004985
S_line_flow_sending | 29 | 21 | 0.0049501
S_line_flow_sending | 29 | 22 | 0.0051493
S_line_flow_sending | 29 | 23 | 0.0049039
S_line_flow_sending | 29 | 24 | 0.0040346
S_line_flow_sending | 30 | 1 | 0.00016281
S_line_flow_sending | 30 | 2 | 0.00016376
S_line_flow_sending | 30 | 3 | 0.00014804
S_line_flow_sending | 30 | 4 | 0.00017169
S_line_flow_sending | 30 | 5 | 0.00013899
S_line_flow_sending | 30 | 6 | 0.0001424
S_line_flow_sending | 30 | 7 | 0.00015423
S_line_flow_sending | 30 | 8 | 0.00017979
S_line_flow_sending | 30 | 9 | 0.00022101
S_line_flow_sending | 30 | 10 | 0.00025085
S_line_flow_sending | 30 | 11 | 0.00027477
S_line_flow_sending | 30 | 12 | 0.00026942
S_line_flow_sending | 30 | 13 | 0.00026295
S_line_flow_sending | 30 | 14 | 0.00025947
S_line_flow_sending | 30 | 15 | 0.00026943
S_line_flow_sending | 30 | 16 | 0.00024631
S_line_flow_sending | 30 | 17 | 0.00024518
S_line_flow_sending | 30 | 18 | 0.00024915
S_line_flow_sending | 30 | 19 | 0.00024239
S_line_flow_sending | 30 | 20 | 0.00023848
S_line_flow_sending | 30 | 21 | 0.00023682
S_line_flow_sending | 30 | 22 | 0.00024633
S_line_flow_sending | 30 | 23 | 0.00023461
S_line_flow_sending | 30 | 24 | 0.00019306
S_line_flow_sending | 31 | 1 | 1.0174
S_line_flow_sending | 31 | 2 | 1.0234
S_line_flow_sending | 31 | 3 | 0.92463
S_line_flow_sending | 31 | 4 | 1.0732
S_line_flow_sending | 31 | 5 | 0.86782
S_line_flow_sending | 31 | 6 | 0.5951
S_line_flow_sending | 31 | 7 | 0.71757
S_line_flow_sending | 31 | 8 | 0.75146
S_line_flow_sending | 31 | 9 | 0.48584
S_line_flow_sending | 31 | 10 | 0.32064
S_line_flow_sending | 31 | 11 | 0.027751
S_line_flow_sending | 31 | 12 | 0.11773
S_line_flow_sending | 31 | 13 | 0.44359
S_line_flow_sending | 31 | 14 | 0.22482
S_line_flow_sending | 31 | 15 | 0.31878
S_line_flow_sending | 31 | 16 | 0.037087
S_line_flow_sending | 31 | 17 | 0.12504
S_line_flow_sending | 31 | 18 | 0.43577
S_line_flow_sending | 31 | 19 | 0.78709
S_line_flow_sending | 31 | 20 | 1.4944
S_line_flow_sending | 31 | 21 | 1.4839
S_line_flow_sending | 31 | 22 | 1.5441
S_line_flow_sending | 31 | 23 | 1.4699
S_line_flow_sending | 31 | 24 | 1.2078
S_line_flow_sending | 32 | 1 | 0.00032076
S_line_flow_sending | 32 | 2 | 0.00032262
S_line_flow_sending | 32 | 3 | 0.00029168
S_line_flow_sending | 32 | 4 | 0.00033821
S_line_flow_sending | 32 | 5 | 0.00027387
S_line_flow_sending | 32 | 6 | 0.00028059
S_line_flow_sending | 32 | 7 | 0.00030387
S_line_flow_sending | 32 | 8 | 0.00035417
S_line_flow_sending | 32 | 9 | 0.00043526
S_line_flow_sending | 32 | 10 | 0.00049395
S_line_flow_sending | 32 | 11 | 0.000541
S_line_flow_sending | 32 | 12 | 0.00053049
S_line_flow_sending | 32 | 13 | 0.00051778
S_line_flow_sending | 32 | 14 | 0.00051092
S_line_flow_sending | 32 | 15 | 0.00053049
S_line_flow_sending | 32 | 16 | 0.00048502
S_line_flow_sending | 32 | 17 | 0.0004828
S_line_flow_sending | 32 | 18 | 0.0004906
S_line_flow_sending | 32 | 19 | 0.00047728
S_line_flow_sending | 32 | 20 | 0.00046959
S_line_flow_sending | 32 | 21 | 0.00046632
S_line_flow_sending | 32 | 22 | 0.00048502
S_line_flow_sending | 32 | 23 | 0.00046197
S_line_flow_sending | 32 | 24 | 0.00038027
S_line_flow_sending | 33 | 1 | 0.0047643
S_line_flow_sending | 33 | 2 | 0.0047928
S_line_flow_sending | 33 | 3 | 0.0043209
S_line_flow_sending | 33 | 4 | 0.0050314
S_line_flow_sending | 33 | 5 | 0.0040502
S_line_flow_sending | 33 | 6 | 0.0034238
S_line_flow_sending | 33 | 7 | 0.003744
S_line_flow_sending | 33 | 8 | 0.0036955
S_line_flow_sending | 33 | 9 | 0.0026885
S_line_flow_sending | 33 | 10 | 0.0017351
S_line_flow_sending | 33 | 11 | 0.00090265
S_line_flow_sending | 33 | 12 | 0.00077663
S_line_flow_sending | 33 | 13 | 0.0010685
S_line_flow_sending | 33 | 14 | 0.00076964
S_line_flow_sending | 33 | 15 | 0.00073884
S_line_flow_sending | 33 | 16 | 0.0010598
S_line_flow_sending | 33 | 17 | 0.0016606
S_line_flow_sending | 33 | 18 | 0.0032251
S_line_flow_sending | 33 | 19 | 0.0052897
S_line_flow_sending | 33 | 20 | 0.0070623
S_line_flow_sending | 33 | 21 | 0.0070113
S_line_flow_sending | 33 | 22 | 0.0073031
S_line_flow_sending | 33 | 23 | 0.0069435
S_line_flow_sending | 33 | 24 | 0.0056777
S_line_flow_sending | 34 | 1 | 0.0021104
S_line_flow_sending | 34 | 2 | 0.0021229
S_line_flow_sending | 34 | 3 | 0.0019159
S_line_flow_sending | 34 | 4 | 0.0022274
S_line_flow_sending | 34 | 5 | 0.0017969
S_line_flow_sending | 34 | 6 | 0.0013804
S_line_flow_sending | 34 | 7 | 0.0015147
S_line_flow_sending | 34 | 8 | 0.0013586
S_line_flow_sending | 34 | 9 | 0.00068881
S_line_flow_sending | 34 | 10 | 0.00032502
S_line_flow_sending | 34 | 11 | 0.00052945
S_line_flow_sending | 34 | 12 | 0.0013784
S_line_flow_sending | 34 | 13 | 0.0023178
S_line_flow_sending | 34 | 14 | 0.0014345
S_line_flow_sending | 34 | 15 | 0.0010322
S_line_flow_sending | 34 | 16 | 0.00031513
S_line_flow_sending | 34 | 17 | 0.00031114
S_line_flow_sending | 34 | 18 | 0.00086337
S_line_flow_sending | 34 | 19 | 0.0019985
S_line_flow_sending | 34 | 20 | 0.003114
S_line_flow_sending | 34 | 21 | 0.0030918
S_line_flow_sending | 34 | 22 | 0.0032188
S_line_flow_sending | 34 | 23 | 0.0030623
S_line_flow_sending | 34 | 24 | 0.0025101
S_line_flow_sending | 35 | 1 | 0.00094548
S_line_flow_sending | 35 | 2 | 0.00095098
S_line_flow_sending | 35 | 3 | 0.00085966
S_line_flow_sending | 35 | 4 | 0.00099701
S_line_flow_sending | 35 | 5 | 0.00080708
S_line_flow_sending | 35 | 6 | 0.00082691
S_line_flow_sending | 35 | 7 | 0.00089563
S_line_flow_sending | 35 | 8 | 0.0010441
S_line_flow_sending | 35 | 9 | 0.0012836
S_line_flow_sending | 35 | 10 | 0.001457
S_line_flow_sending | 35 | 11 | 0.001596
S_line_flow_sending | 35 | 12 | 0.0015649
S_line_flow_sending | 35 | 13 | 0.0015273
S_line_flow_sending | 35 | 14 | 0.001507
S_line_flow_sending | 35 | 15 | 0.0015649
S_line_flow_sending | 35 | 16 | 0.0014306
S_line_flow_sending | 35 | 17 | 0.001424
S_line_flow_sending | 35 | 18 | 0.0014471
S_line_flow_sending | 35 | 19 | 0.0014078
S_line_flow_sending | 35 | 20 | 0.0013851
S_line_flow_sending | 35 | 21 | 0.0013754
S_line_flow_sending | 35 | 22 | 0.0014307
S_line_flow_sending | 35 | 23 | 0.0013625
S_line_flow_sending | 35 | 24 | 0.0011212
S_line_flow_sending | 36 | 1 | 0.00055023
S_line_flow_sending | 36 | 2 | 0.00055343
S_line_flow_sending | 36 | 3 | 0.00050027
S_line_flow_sending | 36 | 4 | 0.00058023
S_line_flow_sending | 36 | 5 | 0.00046966
S_line_flow_sending | 36 | 6 | 0.00048119
S_line_flow_sending | 36 | 7 | 0.00052119
S_line_flow_sending | 36 | 8 | 0.00060762
S_line_flow_sending | 36 | 9 | 0.00074697
S_line_flow_sending | 36 | 10 | 0.00084784
S_line_flow_sending | 36 | 11 | 0.00092866
S_line_flow_sending | 36 | 12 | 0.00091049
S_line_flow_sending | 36 | 13 | 0.00088859
S_line_flow_sending | 36 | 14 | 0.00087683
S_line_flow_sending | 36 | 15 | 0.00091052
S_line_flow_sending | 36 | 16 | 0.00083243
S_line_flow_sending | 36 | 17 | 0.00082867
S_line_flow_sending | 36 | 18 | 0.00084216
S_line_flow_sending | 36 | 19 | 0.00081934
S_line_flow_sending | 36 | 20 | 0.00080618
S_line_flow_sending | 36 | 21 | 0.00080054
S_line_flow_sending | 36 | 22 | 0.00083273
S_line_flow_sending | 36 | 23 | 0.00079306
S_line_flow_sending | 36 | 24 | 0.00065253
S_line_flow_sending | 37 | 1 | 0.0046021
S_line_flow_sending | 37 | 2 | 0.004629
S_line_flow_sending | 37 | 3 | 0.0041829
S_line_flow_sending | 37 | 4 | 0.0048539
S_line_flow_sending | 37 | 5 | 0.0039262
S_line_flow_sending | 37 | 6 | 0.004023
S_line_flow_sending | 37 | 7 | 0.0040435
S_line_flow_sending | 37 | 8 | 0.0039141
S_line_flow_sending | 37 | 9 | 0.0039214
S_line_flow_sending | 37 | 10 | 0.0047817
S_line_flow_sending | 37 | 11 | 0.0056828
S_line_flow_sending | 37 | 12 | 0.0068566
S_line_flow_sending | 37 | 13 | 0.0068047
S_line_flow_sending | 37 | 14 | 0.0057794
S_line_flow_sending | 37 | 15 | 0.0047323
S_line_flow_sending | 37 | 16 | 0.0042886
S_line_flow_sending | 37 | 17 | 0.0042786
S_line_flow_sending | 37 | 18 | 0.0049035
S_line_flow_sending | 37 | 19 | 0.0068642
S_line_flow_sending | 37 | 20 | 0.006753
S_line_flow_sending | 37 | 21 | 0.0067056
S_line_flow_sending | 37 | 22 | 0.0069764
S_line_flow_sending | 37 | 23 | 0.0066426
S_line_flow_sending | 37 | 24 | 0.0054612

## S_line_flow_receiving
Variable_name | Index: Lines | Index: Times | Value
S_line_flow_receiving | 1 | 1 | 0.11988
S_line_flow_receiving | 1 | 2 | 0.12059
S_line_flow_receiving | 1 | 3 | 0.1087
S_line_flow_receiving | 1 | 4 | 0.12661
S_line_flow_receiving | 1 | 5 | 0.10188
S_line_flow_receiving | 1 | 6 | 0.10068
S_line_flow_receiving | 1 | 7 | 0.10692
S_line_flow_receiving | 1 | 8 | 0.11383
S_line_flow_receiving | 1 | 9 | 0.11482
S_line_flow_receiving | 1 | 10 | 0.10349
S_line_flow_receiving | 1 | 11 | 0.097427
S_line_flow_receiving | 1 | 12 | 0.079625
S_line_flow_receiving | 1 | 13 | 0.072351
S_line_flow_receiving | 1 | 14 | 0.080217
S_line_flow_receiving | 1 | 15 | 0.10119
S_line_flow_receiving | 1 | 16 | 0.10543
S_line_flow_receiving | 1 | 17 | 0.11387
S_line_flow_receiving | 1 | 18 | 0.1408
S_line_flow_receiving | 1 | 19 | 0.17063
S_line_flow_receiving | 1 | 20 | 0.1778
S_line_flow_receiving | 1 | 21 | 0.17651
S_line_flow_receiving | 1 | 22 | 0.18387
S_line_flow_receiving | 1 | 23 | 0.17481
S_line_flow_receiving | 1 | 24 | 0.1429
S_line_flow_receiving | 2 | 1 | 0.041666
S_line_flow_receiving | 2 | 2 | 0.041912
S_line_flow_receiving | 2 | 3 | 0.037826
S_line_flow_receiving | 2 | 4 | 0.043975
S_line_flow_receiving | 2 | 5 | 0.035478
S_line_flow_receiving | 2 | 6 | 0.036363
S_line_flow_receiving | 2 | 7 | 0.038006
S_line_flow_receiving | 2 | 8 | 0.040113
S_line_flow_receiving | 2 | 9 | 0.041267
S_line_flow_receiving | 2 | 10 | 0.037191
S_line_flow_receiving | 2 | 11 | 0.038179
S_line_flow_receiving | 2 | 12 | 0.03288
S_line_flow_receiving | 2 | 13 | 0.031782
S_line_flow_receiving | 2 | 14 | 0.034263
S_line_flow_receiving | 2 | 15 | 0.044743
S_line_flow_receiving | 2 | 16 | 0.042638
S_line_flow_receiving | 2 | 17 | 0.043771
S_line_flow_receiving | 2 | 18 | 0.05213
S_line_flow_receiving | 2 | 19 | 0.062495
S_line_flow_receiving | 2 | 20 | 0.061467
S_line_flow_receiving | 2 | 21 | 0.061029
S_line_flow_receiving | 2 | 22 | 0.063533
S_line_flow_receiving | 2 | 23 | 0.060447
S_line_flow_receiving | 2 | 24 | 0.049555
S_line_flow_receiving | 3 | 1 | 0.0028293
S_line_flow_receiving | 3 | 2 | 0.0028457
S_line_flow_receiving | 3 | 3 | 0.0025721
S_line_flow_receiving | 3 | 4 | 0.0029837
S_line_flow_receiving | 3 | 5 | 0.0024146
S_line_flow_receiving | 3 | 6 | 0.002474
S_line_flow_receiving | 3 | 7 | 0.0026799
S_line_flow_receiving | 3 | 8 | 0.0031249
S_line_flow_receiving | 3 | 9 | 0.0038429
S_line_flow_receiving | 3 | 10 | 0.0043631
S_line_flow_receiving | 3 | 11 | 0.0047803
S_line_flow_receiving | 3 | 12 | 0.004687
S_line_flow_receiving | 3 | 13 | 0.0045743
S_line_flow_receiving | 3 | 14 | 0.0045135
S_line_flow_receiving | 3 | 15 | 0.0046871
S_line_flow_receiving | 3 | 16 | 0.004284
S_line_flow_receiving | 3 | 17 | 0.0042643
S_line_flow_receiving | 3 | 18 | 0.0043334
S_line_flow_receiving | 3 | 19 | 0.0042154
S_line_flow_receiving | 3 | 20 | 0.0041473
S_line_flow_receiving | 3 | 21 | 0.0041183
S_line_flow_receiving | 3 | 22 | 0.0042841
S_line_flow_receiving | 3 | 23 | 0.0040798
S_line_flow_receiving | 3 | 24 | 0.003356
S_line_flow_receiving | 4 | 1 | 0.0017781
S_line_flow_receiving | 4 | 2 | 0.0017885
S_line_flow_receiving | 4 | 3 | 0.0016166
S_line_flow_receiving | 4 | 4 | 0.0018751
S_line_flow_receiving | 4 | 5 | 0.0015176
S_line_flow_receiving | 4 | 6 | 0.0015549
S_line_flow_receiving | 4 | 7 | 0.0016843
S_line_flow_receiving | 4 | 8 | 0.0019638
S_line_flow_receiving | 4 | 9 | 0.0024149
S_line_flow_receiving | 4 | 10 | 0.0027416
S_line_flow_receiving | 4 | 11 | 0.0030036
S_line_flow_receiving | 4 | 12 | 0.002945
S_line_flow_receiving | 4 | 13 | 0.0028742
S_line_flow_receiving | 4 | 14 | 0.002836
S_line_flow_receiving | 4 | 15 | 0.002945
S_line_flow_receiving | 4 | 16 | 0.0026919
S_line_flow_receiving | 4 | 17 | 0.0026795
S_line_flow_receiving | 4 | 18 | 0.0027229
S_line_flow_receiving | 4 | 19 | 0.0026488
S_line_flow_receiving | 4 | 20 | 0.002606
S_line_flow_receiving | 4 | 21 | 0.0025878
S_line_flow_receiving | 4 | 22 | 0.002692
S_line_flow_receiving | 4 | 23 | 0.0025636
S_line_flow_receiving | 4 | 24 | 0.002109
S_line_flow_receiving | 5 | 1 | 0.001363
S_line_flow_receiving | 5 | 2 | 0.0013709
S_line_flow_receiving | 5 | 3 | 0.0012394
S_line_flow_receiving | 5 | 4 | 0.0014372
S_line_flow_receiving | 5 | 5 | 0.0011637
S_line_flow_receiving | 5 | 6 | 0.0011923
S_line_flow_receiving | 5 | 7 | 0.0012912
S_line_flow_receiving | 5 | 8 | 0.0015051
S_line_flow_receiving | 5 | 9 | 0.0018498
S_line_flow_receiving | 5 | 10 | 0.0020994
S_line_flow_receiving | 5 | 11 | 0.0022995
S_line_flow_receiving | 5 | 12 | 0.0022548
S_line_flow_receiving | 5 | 13 | 0.0022007
S_line_flow_receiving | 5 | 14 | 0.0021715
S_line_flow_receiving | 5 | 15 | 0.0022548
S_line_flow_receiving | 5 | 16 | 0.0020614
S_line_flow_receiving | 5 | 17 | 0.002052
S_line_flow_receiving | 5 | 18 | 0.0020851
S_line_flow_receiving | 5 | 19 | 0.0020285
S_line_flow_receiving | 5 | 20 | 0.0019958
S_line_flow_receiving | 5 | 21 | 0.0019819
S_line_flow_receiving | 5 | 22 | 0.0020614
S_line_flow_receiving | 5 | 23 | 0.0019634
S_line_flow_receiving | 5 | 24 | 0.001616
S_line_flow_receiving | 6 | 1 | 0.00029645
S_line_flow_receiving | 6 | 2 | 0.00029817
S_line_flow_receiving | 6 | 3 | 0.00026958
S_line_flow_receiving | 6 | 4 | 0.00031258
S_line_flow_receiving | 6 | 5 | 0.00025311
S_line_flow_receiving | 6 | 6 | 0.00025932
S_line_flow_receiving | 6 | 7 | 0.00028084
S_line_flow_receiving | 6 | 8 | 0.00032733
S_line_flow_receiving | 6 | 9 | 0.00040227
S_line_flow_receiving | 6 | 10 | 0.00045652
S_line_flow_receiving | 6 | 11 | 0.0005
S_line_flow_receiving | 6 | 12 | 0.00049029
S_line_flow_receiving | 6 | 13 | 0.00047854
S_line_flow_receiving | 6 | 14 | 0.0004722
S_line_flow_receiving | 6 | 15 | 0.00049029
S_line_flow_receiving | 6 | 16 | 0.00044827
S_line_flow_receiving | 6 | 17 | 0.00044622
S_line_flow_receiving | 6 | 18 | 0.00045342
S_line_flow_receiving | 6 | 19 | 0.00044111
S_line_flow_receiving | 6 | 20 | 0.000434
S_line_flow_receiving | 6 | 21 | 0.00043098
S_line_flow_receiving | 6 | 22 | 0.00044827
S_line_flow_receiving | 6 | 23 | 0.00042696
S_line_flow_receiving | 6 | 24 | 0.00035145
S_line_flow_receiving | 7 | 1 | 0.2302
S_line_flow_receiving | 7 | 2 | 0.23156
S_line_flow_receiving | 7 | 3 | 0.20898
S_line_flow_receiving | 7 | 4 | 0.24297
S_line_flow_receiving | 7 | 5 | 0.196
S_line_flow_receiving | 7 | 6 | 0.16184
S_line_flow_receiving | 7 | 7 | 0.17958
S_line_flow_receiving | 7 | 8 | 0.18044
S_line_flow_receiving | 7 | 9 | 0.13208
S_line_flow_receiving | 7 | 10 | 0.0867
S_line_flow_receiving | 7 | 11 | 0.031345
S_line_flow_receiving | 7 | 12 | 0.016086
S_line_flow_receiving | 7 | 13 | 0.024853
S_line_flow_receiving | 7 | 14 | 0.015266
S_line_flow_receiving | 7 | 15 | 0.013897
S_line_flow_receiving | 7 | 16 | 0.038099
S_line_flow_receiving | 7 | 17 | 0.072917
S_line_flow_receiving | 7 | 18 | 0.15121
S_line_flow_receiving | 7 | 19 | 0.24503
S_line_flow_receiving | 7 | 20 | 0.33971
S_line_flow_receiving | 7 | 21 | 0.33728
S_line_flow_receiving | 7 | 22 | 0.35114
S_line_flow_receiving | 7 | 23 | 0.33407
S_line_flow_receiving | 7 | 24 | 0.27382
S_line_flow_receiving | 8 | 1 | 0.0025798
S_line_flow_receiving | 8 | 2 | 0.0025951
S_line_flow_receiving | 8 | 3 | 0.0023424
S_line_flow_receiving | 8 | 4 | 0.0027226
S_line_flow_receiving | 8 | 5 | 0.0021972
S_line_flow_receiving | 8 | 6 | 0.0017366
S_line_flow_receiving | 8 | 7 | 0.0019029
S_line_flow_receiving | 8 | 8 | 0.0017558
S_line_flow_receiving | 8 | 9 | 0.00099193
S_line_flow_receiving | 8 | 10 | 0.00048169
S_line_flow_receiving | 8 | 11 | 0.00043888
S_line_flow_receiving | 8 | 12 | 0.0010698
S_line_flow_receiving | 8 | 13 | 0.0018662
S_line_flow_receiving | 8 | 14 | 0.0011179
S_line_flow_receiving | 8 | 15 | 0.00079376
S_line_flow_receiving | 8 | 16 | 0.00032654
S_line_flow_receiving | 8 | 17 | 0.00045799
S_line_flow_receiving | 8 | 18 | 0.001227
S_line_flow_receiving | 8 | 19 | 0.0025575
S_line_flow_receiving | 8 | 20 | 0.0038037
S_line_flow_receiving | 8 | 21 | 0.0037766
S_line_flow_receiving | 8 | 22 | 0.0039314
S_line_flow_receiving | 8 | 23 | 0.0037407
S_line_flow_receiving | 8 | 24 | 0.0030675
S_line_flow_receiving | 9 | 1 | 0.009147
S_line_flow_receiving | 9 | 2 | 0.0092025
S_line_flow_receiving | 9 | 3 | 0.0082849
S_line_flow_receiving | 9 | 4 | 0.0096672
S_line_flow_receiving | 9 | 5 | 0.0077593
S_line_flow_receiving | 9 | 6 | 0.0049416
S_line_flow_receiving | 9 | 7 | 0.0054795
S_line_flow_receiving | 9 | 8 | 0.0039951
S_line_flow_receiving | 9 | 9 | 0.00087014
S_line_flow_receiving | 9 | 10 | 0.002445
S_line_flow_receiving | 9 | 11 | 0.012941
S_line_flow_receiving | 9 | 12 | 0.028354
S_line_flow_receiving | 9 | 13 | 0.04212
S_line_flow_receiving | 9 | 14 | 0.029
S_line_flow_receiving | 9 | 15 | 0.022653
S_line_flow_receiving | 9 | 16 | 0.0069979
S_line_flow_receiving | 9 | 17 | 0.0025286
S_line_flow_receiving | 9 | 18 | 0.0011542
S_line_flow_receiving | 9 | 19 | 0.0063593
S_line_flow_receiving | 9 | 20 | 0.013642
S_line_flow_receiving | 9 | 21 | 0.013542
S_line_flow_receiving | 9 | 22 | 0.014116
S_line_flow_receiving | 9 | 23 | 0.013409
S_line_flow_receiving | 9 | 24 | 0.010928
S_line_flow_receiving | 10 | 1 | 2.3719e-05
S_line_flow_receiving | 10 | 2 | 2.3857e-05
S_line_flow_receiving | 10 | 3 | 2.1569e-05
S_line_flow_receiving | 10 | 4 | 2.501e-05
S_line_flow_receiving | 10 | 5 | 2.0252e-05
S_line_flow_receiving | 10 | 6 | 2.0749e-05
S_line_flow_receiving | 10 | 7 | 2.247e-05
S_line_flow_receiving | 10 | 8 | 2.619e-05
S_line_flow_receiving | 10 | 9 | 3.2187e-05
S_line_flow_receiving | 10 | 10 | 3.6528e-05
S_line_flow_receiving | 10 | 11 | 4.0007e-05
S_line_flow_receiving | 10 | 12 | 3.923e-05
S_line_flow_receiving | 10 | 13 | 3.829e-05
S_line_flow_receiving | 10 | 14 | 3.7782e-05
S_line_flow_receiving | 10 | 15 | 3.923e-05
S_line_flow_receiving | 10 | 16 | 3.5867e-05
S_line_flow_receiving | 10 | 17 | 3.5703e-05
S_line_flow_receiving | 10 | 18 | 3.6279e-05
S_line_flow_receiving | 10 | 19 | 3.5294e-05
S_line_flow_receiving | 10 | 20 | 3.4726e-05
S_line_flow_receiving | 10 | 21 | 3.4484e-05
S_line_flow_receiving | 10 | 22 | 3.5867e-05
S_line_flow_receiving | 10 | 23 | 3.4162e-05
S_line_flow_receiving | 10 | 24 | 2.812e-05
S_line_flow_receiving | 11 | 1 | 8.0233e-05
S_line_flow_receiving | 11 | 2 | 8.0699e-05
S_line_flow_receiving | 11 | 3 | 7.2958e-05
S_line_flow_receiving | 11 | 4 | 8.46e-05
S_line_flow_receiving | 11 | 5 | 6.8501e-05
S_line_flow_receiving | 11 | 6 | 7.0183e-05
S_line_flow_receiving | 11 | 7 | 7.6008e-05
S_line_flow_receiving | 11 | 8 | 8.8593e-05
S_line_flow_receiving | 11 | 9 | 0.00010888
S_line_flow_receiving | 11 | 10 | 0.00012357
S_line_flow_receiving | 11 | 11 | 0.00013534
S_line_flow_receiving | 11 | 12 | 0.00013271
S_line_flow_receiving | 11 | 13 | 0.00012953
S_line_flow_receiving | 11 | 14 | 0.00012782
S_line_flow_receiving | 11 | 15 | 0.00013271
S_line_flow_receiving | 11 | 16 | 0.00012134
S_line_flow_receiving | 11 | 17 | 0.00012078
S_line_flow_receiving | 11 | 18 | 0.00012273
S_line_flow_receiving | 11 | 19 | 0.0001194
S_line_flow_receiving | 11 | 20 | 0.00011748
S_line_flow_receiving | 11 | 21 | 0.00011666
S_line_flow_receiving | 11 | 22 | 0.00012134
S_line_flow_receiving | 11 | 23 | 0.00011557
S_line_flow_receiving | 11 | 24 | 9.5124e-05
S_line_flow_receiving | 12 | 1 | 0.00027074
S_line_flow_receiving | 12 | 2 | 0.00027231
S_line_flow_receiving | 12 | 3 | 0.00024619
S_line_flow_receiving | 12 | 4 | 0.00028548
S_line_flow_receiving | 12 | 5 | 0.00023115
S_line_flow_receiving | 12 | 6 | 0.00023682
S_line_flow_receiving | 12 | 7 | 0.00025648
S_line_flow_receiving | 12 | 8 | 0.00029895
S_line_flow_receiving | 12 | 9 | 0.00036743
S_line_flow_receiving | 12 | 10 | 0.00041701
S_line_flow_receiving | 12 | 11 | 0.00045675
S_line_flow_receiving | 12 | 12 | 0.00044787
S_line_flow_receiving | 12 | 13 | 0.00043713
S_line_flow_receiving | 12 | 14 | 0.00043133
S_line_flow_receiving | 12 | 15 | 0.00044787
S_line_flow_receiving | 12 | 16 | 0.00040947
S_line_flow_receiving | 12 | 17 | 0.00040759
S_line_flow_receiving | 12 | 18 | 0.00041418
S_line_flow_receiving | 12 | 19 | 0.00040293
S_line_flow_receiving | 12 | 20 | 0.00039644
S_line_flow_receiving | 12 | 21 | 0.00039367
S_line_flow_receiving | 12 | 22 | 0.00040947
S_line_flow_receiving | 12 | 23 | 0.00039
S_line_flow_receiving | 12 | 24 | 0.000321
S_line_flow_receiving | 13 | 1 | 0.00012332
S_line_flow_receiving | 13 | 2 | 0.00012404
S_line_flow_receiving | 13 | 3 | 0.00011214
S_line_flow_receiving | 13 | 4 | 0.00013003
S_line_flow_receiving | 13 | 5 | 0.0001053
S_line_flow_receiving | 13 | 6 | 0.00010788
S_line_flow_receiving | 13 | 7 | 0.00011683
S_line_flow_receiving | 13 | 8 | 0.00013617
S_line_flow_receiving | 13 | 9 | 0.00016734
S_line_flow_receiving | 13 | 10 | 0.00018991
S_line_flow_receiving | 13 | 11 | 0.000208
S_line_flow_receiving | 13 | 12 | 0.00020396
S_line_flow_receiving | 13 | 13 | 0.00019907
S_line_flow_receiving | 13 | 14 | 0.00019643
S_line_flow_receiving | 13 | 15 | 0.00020396
S_line_flow_receiving | 13 | 16 | 0.00018648
S_line_flow_receiving | 13 | 17 | 0.00018563
S_line_flow_receiving | 13 | 18 | 0.00018862
S_line_flow_receiving | 13 | 19 | 0.0001835
S_line_flow_receiving | 13 | 20 | 0.00018055
S_line_flow_receiving | 13 | 21 | 0.00017929
S_line_flow_receiving | 13 | 22 | 0.00018648
S_line_flow_receiving | 13 | 23 | 0.00017762
S_line_flow_receiving | 13 | 24 | 0.0001462
S_line_flow_receiving | 14 | 1 | 0.073437
S_line_flow_receiving | 14 | 2 | 0.073873
S_line_flow_receiving | 14 | 3 | 0.066647
S_line_flow_receiving | 14 | 4 | 0.077523
S_line_flow_receiving | 14 | 5 | 0.062497
S_line_flow_receiving | 14 | 6 | 0.04096
S_line_flow_receiving | 14 | 7 | 0.045295
S_line_flow_receiving | 14 | 8 | 0.034003
S_line_flow_receiving | 14 | 9 | 0.0075838
S_line_flow_receiving | 14 | 10 | 0.014613
S_line_flow_receiving | 14 | 11 | 0.086868
S_line_flow_receiving | 14 | 12 | 0.20028
S_line_flow_receiving | 14 | 13 | 0.30456
S_line_flow_receiving | 14 | 14 | 0.20547
S_line_flow_receiving | 14 | 15 | 0.15788
S_line_flow_receiving | 14 | 16 | 0.045242
S_line_flow_receiving | 14 | 17 | 0.015158
S_line_flow_receiving | 14 | 18 | 0.010375
S_line_flow_receiving | 14 | 19 | 0.053231
S_line_flow_receiving | 14 | 20 | 0.10852
S_line_flow_receiving | 14 | 21 | 0.10774
S_line_flow_receiving | 14 | 22 | 0.11219
S_line_flow_receiving | 14 | 23 | 0.10671
S_line_flow_receiving | 14 | 24 | 0.087402
S_line_flow_receiving | 15 | 1 | 0.0016749
S_line_flow_receiving | 15 | 2 | 0.0016847
S_line_flow_receiving | 15 | 3 | 0.0015221
S_line_flow_receiving | 15 | 4 | 0.0017668
S_line_flow_receiving | 15 | 5 | 0.0014285
S_line_flow_receiving | 15 | 6 | 0.0010669
S_line_flow_receiving | 15 | 7 | 0.0011713
S_line_flow_receiving | 15 | 8 | 0.0010203
S_line_flow_receiving | 15 | 9 | 0.00047282
S_line_flow_receiving | 15 | 10 | 0.00027032
S_line_flow_receiving | 15 | 11 | 0.0007313
S_line_flow_receiving | 15 | 12 | 0.0018062
S_line_flow_receiving | 15 | 13 | 0.002905
S_line_flow_receiving | 15 | 14 | 0.0018674
S_line_flow_receiving | 15 | 15 | 0.0013847
S_line_flow_receiving | 15 | 16 | 0.00040315
S_line_flow_receiving | 15 | 17 | 0.00026395
S_line_flow_receiving | 15 | 18 | 0.00059633
S_line_flow_receiving | 15 | 19 | 0.0015099
S_line_flow_receiving | 15 | 20 | 0.0024599
S_line_flow_receiving | 15 | 21 | 0.0024426
S_line_flow_receiving | 15 | 22 | 0.0025416
S_line_flow_receiving | 15 | 23 | 0.0024196
S_line_flow_receiving | 15 | 24 | 0.0019883
S_line_flow_receiving | 16 | 1 | 0.0012901
S_line_flow_receiving | 16 | 2 | 0.0012977
S_line_flow_receiving | 16 | 3 | 0.0011729
S_line_flow_receiving | 16 | 4 | 0.0013606
S_line_flow_receiving | 16 | 5 | 0.001101
S_line_flow_receiving | 16 | 6 | 0.00078836
S_line_flow_receiving | 16 | 7 | 0.00086691
S_line_flow_receiving | 16 | 8 | 0.0007228
S_line_flow_receiving | 16 | 9 | 0.00029538
S_line_flow_receiving | 16 | 10 | 0.00025639
S_line_flow_receiving | 16 | 11 | 0.00098132
S_line_flow_receiving | 16 | 12 | 0.0022836
S_line_flow_receiving | 16 | 13 | 0.0035385
S_line_flow_receiving | 16 | 14 | 0.002348
S_line_flow_receiving | 16 | 15 | 0.0017865
S_line_flow_receiving | 16 | 16 | 0.00053263
S_line_flow_receiving | 16 | 17 | 0.00025661
S_line_flow_receiving | 16 | 18 | 0.00037427
S_line_flow_receiving | 16 | 19 | 0.0010836
S_line_flow_receiving | 16 | 20 | 0.0018913
S_line_flow_receiving | 16 | 21 | 0.0018781
S_line_flow_receiving | 16 | 22 | 0.0019537
S_line_flow_receiving | 16 | 23 | 0.0018605
S_line_flow_receiving | 16 | 24 | 0.0015304
S_line_flow_receiving | 17 | 1 | 0.00096286
S_line_flow_receiving | 17 | 2 | 0.00096846
S_line_flow_receiving | 17 | 3 | 0.00087547
S_line_flow_receiving | 17 | 4 | 0.0010153
S_line_flow_receiving | 17 | 5 | 0.00082193
S_line_flow_receiving | 17 | 6 | 0.00055649
S_line_flow_receiving | 17 | 7 | 0.00061341
S_line_flow_receiving | 17 | 8 | 0.00048264
S_line_flow_receiving | 17 | 9 | 0.00018394
S_line_flow_receiving | 17 | 10 | 0.00031651
S_line_flow_receiving | 17 | 11 | 0.0013142
S_line_flow_receiving | 17 | 12 | 0.002843
S_line_flow_receiving | 17 | 13 | 0.0042501
S_line_flow_receiving | 17 | 14 | 0.0029074
S_line_flow_receiving | 17 | 15 | 0.0022703
S_line_flow_receiving | 17 | 16 | 0.00073558
S_line_flow_receiving | 17 | 17 | 0.00032165
S_line_flow_receiving | 17 | 18 | 0.00022708
S_line_flow_receiving | 17 | 19 | 0.00073685
S_line_flow_receiving | 17 | 20 | 0.0014105
S_line_flow_receiving | 17 | 21 | 0.0014006
S_line_flow_receiving | 17 | 22 | 0.0014569
S_line_flow_receiving | 17 | 23 | 0.0013875
S_line_flow_receiving | 17 | 24 | 0.0011418
S_line_flow_receiving | 18 | 1 | 0.017599
S_line_flow_receiving | 18 | 2 | 0.017705
S_line_flow_receiving | 18 | 3 | 0.015948
S_line_flow_receiving | 18 | 4 | 0.018594
S_line_flow_receiving | 18 | 5 | 0.014941
S_line_flow_receiving | 18 | 6 | 0.013848
S_line_flow_receiving | 18 | 7 | 0.015096
S_line_flow_receiving | 18 | 8 | 0.016231
S_line_flow_receiving | 18 | 9 | 0.015671
S_line_flow_receiving | 18 | 10 | 0.01403
S_line_flow_receiving | 18 | 11 | 0.011018
S_line_flow_receiving | 18 | 12 | 0.007948
S_line_flow_receiving | 18 | 13 | 0.0062317
S_line_flow_receiving | 18 | 14 | 0.0074323
S_line_flow_receiving | 18 | 15 | 0.0087774
S_line_flow_receiving | 18 | 16 | 0.011282
S_line_flow_receiving | 18 | 17 | 0.013589
S_line_flow_receiving | 18 | 18 | 0.01821
S_line_flow_receiving | 18 | 19 | 0.022699
S_line_flow_receiving | 18 | 20 | 0.026182
S_line_flow_receiving | 18 | 21 | 0.025991
S_line_flow_receiving | 18 | 22 | 0.027084
S_line_flow_receiving | 18 | 23 | 0.025737
S_line_flow_receiving | 18 | 24 | 0.021005
S_line_flow_receiving | 19 | 1 | 0.01517
S_line_flow_receiving | 19 | 2 | 0.01526
S_line_flow_receiving | 19 | 3 | 0.013765
S_line_flow_receiving | 19 | 4 | 0.016016
S_line_flow_receiving | 19 | 5 | 0.012907
S_line_flow_receiving | 19 | 6 | 0.011901
S_line_flow_receiving | 19 | 7 | 0.012963
S_line_flow_receiving | 19 | 8 | 0.013851
S_line_flow_receiving | 19 | 9 | 0.01316
S_line_flow_receiving | 19 | 10 | 0.011593
S_line_flow_receiving | 19 | 11 | 0.0088961
S_line_flow_receiving | 19 | 12 | 0.0062939
S_line_flow_receiving | 19 | 13 | 0.0048865
S_line_flow_receiving | 19 | 14 | 0.0058777
S_line_flow_receiving | 19 | 15 | 0.0069925
S_line_flow_receiving | 19 | 16 | 0.0092041
S_line_flow_receiving | 19 | 17 | 0.011226
S_line_flow_receiving | 19 | 18 | 0.01529
S_line_flow_receiving | 19 | 19 | 0.01931
S_line_flow_receiving | 19 | 20 | 0.022434
S_line_flow_receiving | 19 | 21 | 0.022273
S_line_flow_receiving | 19 | 22 | 0.023194
S_line_flow_receiving | 19 | 23 | 0.02206
S_line_flow_receiving | 19 | 24 | 0.018061
S_line_flow_receiving | 20 | 1 | 0.013245
S_line_flow_receiving | 20 | 2 | 0.013324
S_line_flow_receiving | 20 | 3 | 0.012022
S_line_flow_receiving | 20 | 4 | 0.013981
S_line_flow_receiving | 20 | 5 | 0.011274
S_line_flow_receiving | 20 | 6 | 0.010326
S_line_flow_receiving | 20 | 7 | 0.011248
S_line_flow_receiving | 20 | 8 | 0.011942
S_line_flow_receiving | 20 | 9 | 0.011133
S_line_flow_receiving | 20 | 10 | 0.0096121
S_line_flow_receiving | 20 | 11 | 0.0071612
S_line_flow_receiving | 20 | 12 | 0.0049465
S_line_flow_receiving | 20 | 13 | 0.0038063
S_line_flow_receiving | 20 | 14 | 0.0046114
S_line_flow_receiving | 20 | 15 | 0.0055337
S_line_flow_receiving | 20 | 16 | 0.0074997
S_line_flow_receiving | 20 | 17 | 0.0093009
S_line_flow_receiving | 20 | 18 | 0.012957
S_line_flow_receiving | 20 | 19 | 0.016663
S_line_flow_receiving | 20 | 20 | 0.019562
S_line_flow_receiving | 20 | 21 | 0.019422
S_line_flow_receiving | 20 | 22 | 0.020222
S_line_flow_receiving | 20 | 23 | 0.019236
S_line_flow_receiving | 20 | 24 | 0.01576
S_line_flow_receiving | 21 | 1 | 0.0014798
S_line_flow_receiving | 21 | 2 | 0.0014885
S_line_flow_receiving | 21 | 3 | 0.0013449
S_line_flow_receiving | 21 | 4 | 0.0015608
S_line_flow_receiving | 21 | 5 | 0.0012623
S_line_flow_receiving | 21 | 6 | 0.0012935
S_line_flow_receiving | 21 | 7 | 0.0014014
S_line_flow_receiving | 21 | 8 | 0.0016349
S_line_flow_receiving | 21 | 9 | 0.0020117
S_line_flow_receiving | 21 | 10 | 0.0022849
S_line_flow_receiving | 21 | 11 | 0.002504
S_line_flow_receiving | 21 | 12 | 0.0024548
S_line_flow_receiving | 21 | 13 | 0.0023954
S_line_flow_receiving | 21 | 14 | 0.0023636
S_line_flow_receiving | 21 | 15 | 0.0024549
S_line_flow_receiving | 21 | 16 | 0.0022432
S_line_flow_receiving | 21 | 17 | 0.002233
S_line_flow_receiving | 21 | 18 | 0.0022695
S_line_flow_receiving | 21 | 19 | 0.0022076
S_line_flow_receiving | 21 | 20 | 0.0021719
S_line_flow_receiving | 21 | 21 | 0.0021567
S_line_flow_receiving | 21 | 22 | 0.0022439
S_line_flow_receiving | 21 | 23 | 0.0021364
S_line_flow_receiving | 21 | 24 | 0.0017562
S_line_flow_receiving | 22 | 1 | 0.020723
S_line_flow_receiving | 22 | 2 | 0.020846
S_line_flow_receiving | 22 | 3 | 0.018813
S_line_flow_receiving | 22 | 4 | 0.021873
S_line_flow_receiving | 22 | 5 | 0.017645
S_line_flow_receiving | 22 | 6 | 0.018085
S_line_flow_receiving | 22 | 7 | 0.018666
S_line_flow_receiving | 22 | 8 | 0.019028
S_line_flow_receiving | 22 | 9 | 0.018437
S_line_flow_receiving | 22 | 10 | 0.015606
S_line_flow_receiving | 22 | 11 | 0.015835
S_line_flow_receiving | 22 | 12 | 0.013511
S_line_flow_receiving | 22 | 13 | 0.013063
S_line_flow_receiving | 22 | 14 | 0.014125
S_line_flow_receiving | 22 | 15 | 0.019291
S_line_flow_receiving | 22 | 16 | 0.018607
S_line_flow_receiving | 22 | 17 | 0.019277
S_line_flow_receiving | 22 | 18 | 0.024157
S_line_flow_receiving | 22 | 19 | 0.03109
S_line_flow_receiving | 22 | 20 | 0.030578
S_line_flow_receiving | 22 | 21 | 0.03036
S_line_flow_receiving | 22 | 22 | 0.031606
S_line_flow_receiving | 22 | 23 | 0.03007
S_line_flow_receiving | 22 | 24 | 0.024649
S_line_flow_receiving | 23 | 1 | 0.018179
S_line_flow_receiving | 23 | 2 | 0.018285
S_line_flow_receiving | 23 | 3 | 0.016517
S_line_flow_receiving | 23 | 4 | 0.019177
S_line_flow_receiving | 23 | 5 | 0.015501
S_line_flow_receiving | 23 | 6 | 0.015884
S_line_flow_receiving | 23 | 7 | 0.016351
S_line_flow_receiving | 23 | 8 | 0.01656
S_line_flow_receiving | 23 | 9 | 0.015887
S_line_flow_receiving | 23 | 10 | 0.013374
S_line_flow_receiving | 23 | 11 | 0.013575
S_line_flow_receiving | 23 | 12 | 0.011665
S_line_flow_receiving | 23 | 13 | 0.011289
S_line_flow_receiving | 23 | 14 | 0.012137
S_line_flow_receiving | 23 | 15 | 0.016537
S_line_flow_receiving | 23 | 16 | 0.015979
S_line_flow_receiving | 23 | 17 | 0.01657
S_line_flow_receiving | 23 | 18 | 0.020891
S_line_flow_receiving | 23 | 19 | 0.027157
S_line_flow_receiving | 23 | 20 | 0.026715
S_line_flow_receiving | 23 | 21 | 0.026526
S_line_flow_receiving | 23 | 22 | 0.027603
S_line_flow_receiving | 23 | 23 | 0.026276
S_line_flow_receiving | 23 | 24 | 0.021586
S_line_flow_receiving | 24 | 1 | 0.010006
S_line_flow_receiving | 24 | 2 | 0.010064
S_line_flow_receiving | 24 | 3 | 0.0090956
S_line_flow_receiving | 24 | 4 | 0.010552
S_line_flow_receiving | 24 | 5 | 0.0085382
S_line_flow_receiving | 24 | 6 | 0.0087485
S_line_flow_receiving | 24 | 7 | 0.0088966
S_line_flow_receiving | 24 | 8 | 0.0087365
S_line_flow_receiving | 24 | 9 | 0.008089
S_line_flow_receiving | 24 | 10 | 0.0070467
S_line_flow_receiving | 24 | 11 | 0.0074083
S_line_flow_receiving | 24 | 12 | 0.007093
S_line_flow_receiving | 24 | 13 | 0.006932
S_line_flow_receiving | 24 | 14 | 0.0068664
S_line_flow_receiving | 24 | 15 | 0.0084358
S_line_flow_receiving | 24 | 16 | 0.0081201
S_line_flow_receiving | 24 | 17 | 0.0084149
S_line_flow_receiving | 24 | 18 | 0.010818
S_line_flow_receiving | 24 | 19 | 0.014914
S_line_flow_receiving | 24 | 20 | 0.014672
S_line_flow_receiving | 24 | 21 | 0.01457
S_line_flow_receiving | 24 | 22 | 0.015157
S_line_flow_receiving | 24 | 23 | 0.014433
S_line_flow_receiving | 24 | 24 | 0.01187
S_line_flow_receiving | 25 | 1 | 0.00022127
S_line_flow_receiving | 25 | 2 | 0.00022256
S_line_flow_receiving | 25 | 3 | 0.00020121
S_line_flow_receiving | 25 | 4 | 0.00023331
S_line_flow_receiving | 25 | 5 | 0.00018892
S_line_flow_receiving | 25 | 6 | 0.00019355
S_line_flow_receiving | 25 | 7 | 0.00020962
S_line_flow_receiving | 25 | 8 | 0.00024433
S_line_flow_receiving | 25 | 9 | 0.00030028
S_line_flow_receiving | 25 | 10 | 0.00034079
S_line_flow_receiving | 25 | 11 | 0.00037326
S_line_flow_receiving | 25 | 12 | 0.00036601
S_line_flow_receiving | 25 | 13 | 0.00035724
S_line_flow_receiving | 25 | 14 | 0.0003525
S_line_flow_receiving | 25 | 15 | 0.00036601
S_line_flow_receiving | 25 | 16 | 0.00033463
S_line_flow_receiving | 25 | 17 | 0.0003331
S_line_flow_receiving | 25 | 18 | 0.00033848
S_line_flow_receiving | 25 | 19 | 0.00032928
S_line_flow_receiving | 25 | 20 | 0.00032398
S_line_flow_receiving | 25 | 21 | 0.00032172
S_line_flow_receiving | 25 | 22 | 0.00033463
S_line_flow_receiving | 25 | 23 | 0.00031872
S_line_flow_receiving | 25 | 24 | 0.00026234
S_line_flow_receiving | 26 | 1 | 9.7424e-05
S_line_flow_receiving | 26 | 2 | 9.799e-05
S_line_flow_receiving | 26 | 3 | 8.8591e-05
S_line_flow_receiving | 26 | 4 | 0.00010273
S_line_flow_receiving | 26 | 5 | 8.3179e-05
S_line_flow_receiving | 26 | 6 | 8.5221e-05
S_line_flow_receiving | 26 | 7 | 9.2294e-05
S_line_flow_receiving | 26 | 8 | 0.00010757
S_line_flow_receiving | 26 | 9 | 0.00013221
S_line_flow_receiving | 26 | 10 | 0.00015004
S_line_flow_receiving | 26 | 11 | 0.00016434
S_line_flow_receiving | 26 | 12 | 0.00016114
S_line_flow_receiving | 26 | 13 | 0.00015728
S_line_flow_receiving | 26 | 14 | 0.0001552
S_line_flow_receiving | 26 | 15 | 0.00016114
S_line_flow_receiving | 26 | 16 | 0.00014733
S_line_flow_receiving | 26 | 17 | 0.00014666
S_line_flow_receiving | 26 | 18 | 0.00014902
S_line_flow_receiving | 26 | 19 | 0.00014498
S_line_flow_receiving | 26 | 20 | 0.00014264
S_line_flow_receiving | 26 | 21 | 0.00014165
S_line_flow_receiving | 26 | 22 | 0.00014733
S_line_flow_receiving | 26 | 23 | 0.00014033
S_line_flow_receiving | 26 | 24 | 0.0001155
S_line_flow_receiving | 27 | 1 | 2.3716e-05
S_line_flow_receiving | 27 | 2 | 2.3854e-05
S_line_flow_receiving | 27 | 3 | 2.1566e-05
S_line_flow_receiving | 27 | 4 | 2.5007e-05
S_line_flow_receiving | 27 | 5 | 2.0249e-05
S_line_flow_receiving | 27 | 6 | 2.0746e-05
S_line_flow_receiving | 27 | 7 | 2.2467e-05
S_line_flow_receiving | 27 | 8 | 2.6186e-05
S_line_flow_receiving | 27 | 9 | 3.2182e-05
S_line_flow_receiving | 27 | 10 | 3.6522e-05
S_line_flow_receiving | 27 | 11 | 4e-05
S_line_flow_receiving | 27 | 12 | 3.9223e-05
S_line_flow_receiving | 27 | 13 | 3.8283e-05
S_line_flow_receiving | 27 | 14 | 3.7776e-05
S_line_flow_receiving | 27 | 15 | 3.9223e-05
S_line_flow_receiving | 27 | 16 | 3.5861e-05
S_line_flow_receiving | 27 | 17 | 3.5697e-05
S_line_flow_receiving | 27 | 18 | 3.6273e-05
S_line_flow_receiving | 27 | 19 | 3.5289e-05
S_line_flow_receiving | 27 | 20 | 3.472e-05
S_line_flow_receiving | 27 | 21 | 3.4478e-05
S_line_flow_receiving | 27 | 22 | 3.5861e-05
S_line_flow_receiving | 27 | 23 | 3.4157e-05
S_line_flow_receiving | 27 | 24 | 2.8116e-05
S_line_flow_receiving | 28 | 1 | 0.081697
S_line_flow_receiving | 28 | 2 | 0.082174
S_line_flow_receiving | 28 | 3 | 0.074263
S_line_flow_receiving | 28 | 4 | 0.086162
S_line_flow_receiving | 28 | 5 | 0.06971
S_line_flow_receiving | 28 | 6 | 0.071428
S_line_flow_receiving | 28 | 7 | 0.072237
S_line_flow_receiving | 28 | 8 | 0.070112
S_line_flow_receiving | 28 | 9 | 0.0651
S_line_flow_receiving | 28 | 10 | 0.061546
S_line_flow_receiving | 28 | 11 | 0.067379
S_line_flow_receiving | 28 | 12 | 0.070731
S_line_flow_receiving | 28 | 13 | 0.069607
S_line_flow_receiving | 28 | 14 | 0.064654
S_line_flow_receiving | 28 | 15 | 0.069905
S_line_flow_receiving | 28 | 16 | 0.066391
S_line_flow_receiving | 28 | 17 | 0.068279
S_line_flow_receiving | 28 | 18 | 0.086514
S_line_flow_receiving | 28 | 19 | 0.12179
S_line_flow_receiving | 28 | 20 | 0.11982
S_line_flow_receiving | 28 | 21 | 0.11898
S_line_flow_receiving | 28 | 22 | 0.12378
S_line_flow_receiving | 28 | 23 | 0.11786
S_line_flow_receiving | 28 | 24 | 0.096927
S_line_flow_receiving | 29 | 1 | 0.0033895
S_line_flow_receiving | 29 | 2 | 0.0034092
S_line_flow_receiving | 29 | 3 | 0.0030822
S_line_flow_receiving | 29 | 4 | 0.003574
S_line_flow_receiving | 29 | 5 | 0.0028939
S_line_flow_receiving | 29 | 6 | 0.0029649
S_line_flow_receiving | 29 | 7 | 0.0029771
S_line_flow_receiving | 29 | 8 | 0.0029211
S_line_flow_receiving | 29 | 9 | 0.0032222
S_line_flow_receiving | 29 | 10 | 0.0047157
S_line_flow_receiving | 29 | 11 | 0.0058353
S_line_flow_receiving | 29 | 12 | 0.0074441
S_line_flow_receiving | 29 | 13 | 0.0074093
S_line_flow_receiving | 29 | 14 | 0.0060855
S_line_flow_receiving | 29 | 15 | 0.004285
S_line_flow_receiving | 29 | 16 | 0.0037487
S_line_flow_receiving | 29 | 17 | 0.003646
S_line_flow_receiving | 29 | 18 | 0.0037519
S_line_flow_receiving | 29 | 19 | 0.005044
S_line_flow_receiving | 29 | 20 | 0.0049628
S_line_flow_receiving | 29 | 21 | 0.0049282
S_line_flow_receiving | 29 | 22 | 0.0051259
S_line_flow_receiving | 29 | 23 | 0.0048822
S_line_flow_receiving | 29 | 24 | 0.0040186
S_line_flow_receiving | 30 | 1 | 0.00016245
S_line_flow_receiving | 30 | 2 | 0.0001634
S_line_flow_receiving | 30 | 3 | 0.00014773
S_line_flow_receiving | 30 | 4 | 0.00017129
S_line_flow_receiving | 30 | 5 | 0.00013871
S_line_flow_receiving | 30 | 6 | 0.00014211
S_line_flow_receiving | 30 | 7 | 0.0001539
S_line_flow_receiving | 30 | 8 | 0.00017938
S_line_flow_receiving | 30 | 9 | 0.00022044
S_line_flow_receiving | 30 | 10 | 0.00025017
S_line_flow_receiving | 30 | 11 | 0.000274
S_line_flow_receiving | 30 | 12 | 0.00026868
S_line_flow_receiving | 30 | 13 | 0.00026224
S_line_flow_receiving | 30 | 14 | 0.00025876
S_line_flow_receiving | 30 | 15 | 0.00026868
S_line_flow_receiving | 30 | 16 | 0.00024565
S_line_flow_receiving | 30 | 17 | 0.00024453
S_line_flow_receiving | 30 | 18 | 0.00024847
S_line_flow_receiving | 30 | 19 | 0.00024173
S_line_flow_receiving | 30 | 20 | 0.00023783
S_line_flow_receiving | 30 | 21 | 0.00023618
S_line_flow_receiving | 30 | 22 | 0.00024565
S_line_flow_receiving | 30 | 23 | 0.00023397
S_line_flow_receiving | 30 | 24 | 0.0001926
S_line_flow_receiving | 31 | 1 | 0.9747
S_line_flow_receiving | 31 | 2 | 0.98026
S_line_flow_receiving | 31 | 3 | 0.8878
S_line_flow_receiving | 31 | 4 | 1.0268
S_line_flow_receiving | 31 | 5 | 0.83444
S_line_flow_receiving | 31 | 6 | 0.57722
S_line_flow_receiving | 31 | 7 | 0.69325
S_line_flow_receiving | 31 | 8 | 0.72526
S_line_flow_receiving | 31 | 9 | 0.4731
S_line_flow_receiving | 31 | 10 | 0.31408
S_line_flow_receiving | 31 | 11 | 0.027871
S_line_flow_receiving | 31 | 12 | 0.12017
S_line_flow_receiving | 31 | 13 | 0.46006
S_line_flow_receiving | 31 | 14 | 0.23111
S_line_flow_receiving | 31 | 15 | 0.32973
S_line_flow_receiving | 31 | 16 | 0.037366
S_line_flow_receiving | 31 | 17 | 0.12414
S_line_flow_receiving | 31 | 18 | 0.42576
S_line_flow_receiving | 31 | 19 | 0.76026
S_line_flow_receiving | 31 | 20 | 1.4165
S_line_flow_receiving | 31 | 21 | 1.4068
S_line_flow_receiving | 31 | 22 | 1.462
S_line_flow_receiving | 31 | 23 | 1.394
S_line_flow_receiving | 31 | 24 | 1.1519
S_line_flow_receiving | 32 | 1 | 0.00032119
S_line_flow_receiving | 32 | 2 | 0.00032306
S_line_flow_receiving | 32 | 3 | 0.00029206
S_line_flow_receiving | 32 | 4 | 0.00033868
S_line_flow_receiving | 32 | 5 | 0.00027421
S_line_flow_receiving | 32 | 6 | 0.00028094
S_line_flow_receiving | 32 | 7 | 0.00030427
S_line_flow_receiving | 32 | 8 | 0.00035467
S_line_flow_receiving | 32 | 9 | 0.00043592
S_line_flow_receiving | 32 | 10 | 0.00049475
S_line_flow_receiving | 32 | 11 | 0.00054188
S_line_flow_receiving | 32 | 12 | 0.00053132
S_line_flow_receiving | 32 | 13 | 0.00051858
S_line_flow_receiving | 32 | 14 | 0.00051171
S_line_flow_receiving | 32 | 15 | 0.00053133
S_line_flow_receiving | 32 | 16 | 0.00048578
S_line_flow_receiving | 32 | 17 | 0.00048357
S_line_flow_receiving | 32 | 18 | 0.0004914
S_line_flow_receiving | 32 | 19 | 0.00047807
S_line_flow_receiving | 32 | 20 | 0.00047038
S_line_flow_receiving | 32 | 21 | 0.0004671
S_line_flow_receiving | 32 | 22 | 0.00048585
S_line_flow_receiving | 32 | 23 | 0.00046274
S_line_flow_receiving | 32 | 24 | 0.00038084
S_line_flow_receiving | 33 | 1 | 0.0046513
S_line_flow_receiving | 33 | 2 | 0.0046788
S_line_flow_receiving | 33 | 3 | 0.0042235
S_line_flow_receiving | 33 | 4 | 0.0049086
S_line_flow_receiving | 33 | 5 | 0.0039619
S_line_flow_receiving | 33 | 6 | 0.0033545
S_line_flow_receiving | 33 | 7 | 0.0036647
S_line_flow_receiving | 33 | 8 | 0.0036168
S_line_flow_receiving | 33 | 9 | 0.0026382
S_line_flow_receiving | 33 | 10 | 0.0017086
S_line_flow_receiving | 33 | 11 | 0.00089373
S_line_flow_receiving | 33 | 12 | 0.00077296
S_line_flow_receiving | 33 | 13 | 0.0010672
S_line_flow_receiving | 33 | 14 | 0.00076642
S_line_flow_receiving | 33 | 15 | 0.00073417
S_line_flow_receiving | 33 | 16 | 0.0010475
S_line_flow_receiving | 33 | 17 | 0.0016357
S_line_flow_receiving | 33 | 18 | 0.003159
S_line_flow_receiving | 33 | 19 | 0.0051542
S_line_flow_receiving | 33 | 20 | 0.0068563
S_line_flow_receiving | 33 | 21 | 0.0068076
S_line_flow_receiving | 33 | 22 | 0.0070863
S_line_flow_receiving | 33 | 23 | 0.0067428
S_line_flow_receiving | 33 | 24 | 0.0055301
S_line_flow_receiving | 34 | 1 | 0.0020761
S_line_flow_receiving | 34 | 2 | 0.0020882
S_line_flow_receiving | 34 | 3 | 0.0018863
S_line_flow_receiving | 34 | 4 | 0.0021901
S_line_flow_receiving | 34 | 5 | 0.0017701
S_line_flow_receiving | 34 | 6 | 0.0013621
S_line_flow_receiving | 34 | 7 | 0.0014936
S_line_flow_receiving | 34 | 8 | 0.0013404
S_line_flow_receiving | 34 | 9 | 0.000682
S_line_flow_receiving | 34 | 10 | 0.00032312
S_line_flow_receiving | 34 | 11 | 0.00052946
S_line_flow_receiving | 34 | 12 | 0.0013854
S_line_flow_receiving | 34 | 13 | 0.0023374
S_line_flow_receiving | 34 | 14 | 0.0014423
S_line_flow_receiving | 34 | 15 | 0.0010358
S_line_flow_receiving | 34 | 16 | 0.00031443
S_line_flow_receiving | 34 | 17 | 0.00030939
S_line_flow_receiving | 34 | 18 | 0.00085377
S_line_flow_receiving | 34 | 19 | 0.0019656
S_line_flow_receiving | 34 | 20 | 0.0030514
S_line_flow_receiving | 34 | 21 | 0.0030298
S_line_flow_receiving | 34 | 22 | 0.0031528
S_line_flow_receiving | 34 | 23 | 0.0030013
S_line_flow_receiving | 34 | 24 | 0.0024653
S_line_flow_receiving | 35 | 1 | 0.00095609
S_line_flow_receiving | 35 | 2 | 0.00096168
S_line_flow_receiving | 35 | 3 | 0.00086882
S_line_flow_receiving | 35 | 4 | 0.0010085
S_line_flow_receiving | 35 | 5 | 0.0008154
S_line_flow_receiving | 35 | 6 | 0.00083553
S_line_flow_receiving | 35 | 7 | 0.00090537
S_line_flow_receiving | 35 | 8 | 0.0010564
S_line_flow_receiving | 35 | 9 | 0.0013004
S_line_flow_receiving | 35 | 10 | 0.0014773
S_line_flow_receiving | 35 | 11 | 0.0016191
S_line_flow_receiving | 35 | 12 | 0.0015872
S_line_flow_receiving | 35 | 13 | 0.0015488
S_line_flow_receiving | 35 | 14 | 0.0015281
S_line_flow_receiving | 35 | 15 | 0.0015873
S_line_flow_receiving | 35 | 16 | 0.0014502
S_line_flow_receiving | 35 | 17 | 0.0014436
S_line_flow_receiving | 35 | 18 | 0.0014673
S_line_flow_receiving | 35 | 19 | 0.0014272
S_line_flow_receiving | 35 | 20 | 0.0014042
S_line_flow_receiving | 35 | 21 | 0.0013943
S_line_flow_receiving | 35 | 22 | 0.0014507
S_line_flow_receiving | 35 | 23 | 0.0013812
S_line_flow_receiving | 35 | 24 | 0.001135
S_line_flow_receiving | 36 | 1 | 0.00054901
S_line_flow_receiving | 36 | 2 | 0.0005522
S_line_flow_receiving | 36 | 3 | 0.00049922
S_line_flow_receiving | 36 | 4 | 0.0005789
S_line_flow_receiving | 36 | 5 | 0.00046871
S_line_flow_receiving | 36 | 6 | 0.00048022
S_line_flow_receiving | 36 | 7 | 0.00052009
S_line_flow_receiving | 36 | 8 | 0.00060622
S_line_flow_receiving | 36 | 9 | 0.00074509
S_line_flow_receiving | 36 | 10 | 0.00084562
S_line_flow_receiving | 36 | 11 | 0.00092618
S_line_flow_receiving | 36 | 12 | 0.00090814
S_line_flow_receiving | 36 | 13 | 0.00088636
S_line_flow_receiving | 36 | 14 | 0.00087462
S_line_flow_receiving | 36 | 15 | 0.00090815
S_line_flow_receiving | 36 | 16 | 0.0008303
S_line_flow_receiving | 36 | 17 | 0.00082652
S_line_flow_receiving | 36 | 18 | 0.00083989
S_line_flow_receiving | 36 | 19 | 0.00081711
S_line_flow_receiving | 36 | 20 | 0.00080396
S_line_flow_receiving | 36 | 21 | 0.00079835
S_line_flow_receiving | 36 | 22 | 0.0008304
S_line_flow_receiving | 36 | 23 | 0.0007909
S_line_flow_receiving | 36 | 24 | 0.00065094
S_line_flow_receiving | 37 | 1 | 0.0045735
S_line_flow_receiving | 37 | 2 | 0.0046001
S_line_flow_receiving | 37 | 3 | 0.0041582
S_line_flow_receiving | 37 | 4 | 0.0048229
S_line_flow_receiving | 37 | 5 | 0.0039037
S_line_flow_receiving | 37 | 6 | 0.0039997
S_line_flow_receiving | 37 | 7 | 0.0040203
S_line_flow_receiving | 37 | 8 | 0.0038932
S_line_flow_receiving | 37 | 9 | 0.0039046
S_line_flow_receiving | 37 | 10 | 0.0047701
S_line_flow_receiving | 37 | 11 | 0.005672
S_line_flow_receiving | 37 | 12 | 0.0068519
S_line_flow_receiving | 37 | 13 | 0.0068007
S_line_flow_receiving | 37 | 14 | 0.0057713
S_line_flow_receiving | 37 | 15 | 0.0047153
S_line_flow_receiving | 37 | 16 | 0.0042723
S_line_flow_receiving | 37 | 17 | 0.0042611
S_line_flow_receiving | 37 | 18 | 0.0048757
S_line_flow_receiving | 37 | 19 | 0.0068113
S_line_flow_receiving | 37 | 20 | 0.0067014
S_line_flow_receiving | 37 | 21 | 0.0066545
S_line_flow_receiving | 37 | 22 | 0.0069222
S_line_flow_receiving | 37 | 23 | 0.0065923
S_line_flow_receiving | 37 | 24 | 0.005424

## P_gen_MW
Variable_name | Index: Gens | Index: Buses | Index: Times | Value
P_gen_MW | 1 | 1 | 1 | 2.944
P_gen_MW | 1 | 1 | 2 | 2.9528
P_gen_MW | 1 | 1 | 3 | 2.8034
P_gen_MW | 1 | 1 | 4 | 3.0255
P_gen_MW | 1 | 1 | 5 | 2.714
P_gen_MW | 1 | 1 | 6 | 2.6846
P_gen_MW | 1 | 1 | 7 | 2.7575
P_gen_MW | 1 | 1 | 8 | 2.8027
P_gen_MW | 1 | 1 | 9 | 2.7088
P_gen_MW | 1 | 1 | 10 | 2.4222
P_gen_MW | 1 | 1 | 11 | 2.2306
P_gen_MW | 1 | 1 | 12 | 1.8539
P_gen_MW | 1 | 1 | 13 | 1.6928
P_gen_MW | 1 | 1 | 14 | 1.9048
P_gen_MW | 1 | 1 | 15 | 2.321
P_gen_MW | 1 | 1 | 16 | 2.473
P_gen_MW | 1 | 1 | 17 | 2.6272
P_gen_MW | 1 | 1 | 18 | 3.0511
P_gen_MW | 1 | 1 | 19 | 3.4858
P_gen_MW | 1 | 1 | 20 | 3.5854
P_gen_MW | 1 | 1 | 21 | 3.5724
P_gen_MW | 1 | 1 | 22 | 3.6461
P_gen_MW | 1 | 1 | 23 | 3.5551
P_gen_MW | 1 | 1 | 24 | 3.2143
P_gen_MW | 1 | 2 | 1 | 0
P_gen_MW | 1 | 2 | 2 | 0
P_gen_MW | 1 | 2 | 3 | 0
P_gen_MW | 1 | 2 | 4 | 0
P_gen_MW | 1 | 2 | 5 | 0
P_gen_MW | 1 | 2 | 6 | 0
P_gen_MW | 1 | 2 | 7 | 0
P_gen_MW | 1 | 2 | 8 | 0
P_gen_MW | 1 | 2 | 9 | 0
P_gen_MW | 1 | 2 | 10 | 0
P_gen_MW | 1 | 2 | 11 | 0
P_gen_MW | 1 | 2 | 12 | 0
P_gen_MW | 1 | 2 | 13 | 0
P_gen_MW | 1 | 2 | 14 | 0
P_gen_MW | 1 | 2 | 15 | 0
P_gen_MW | 1 | 2 | 16 | 0
P_gen_MW | 1 | 2 | 17 | 0
P_gen_MW | 1 | 2 | 18 | 0
P_gen_MW | 1 | 2 | 19 | 0
P_gen_MW | 1 | 2 | 20 | 0
P_gen_MW | 1 | 2 | 21 | 0
P_gen_MW | 1 | 2 | 22 | 0
P_gen_MW | 1 | 2 | 23 | 0
P_gen_MW | 1 | 2 | 24 | 0
P_gen_MW | 1 | 3 | 1 | 0
P_gen_MW | 1 | 3 | 2 | 0
P_gen_MW | 1 | 3 | 3 | 0
P_gen_MW | 1 | 3 | 4 | 0
P_gen_MW | 1 | 3 | 5 | 0
P_gen_MW | 1 | 3 | 6 | 0
P_gen_MW | 1 | 3 | 7 | 0
P_gen_MW | 1 | 3 | 8 | 0
P_gen_MW | 1 | 3 | 9 | 0
P_gen_MW | 1 | 3 | 10 | 0
P_gen_MW | 1 | 3 | 11 | 0
P_gen_MW | 1 | 3 | 12 | 0
P_gen_MW | 1 | 3 | 13 | 0
P_gen_MW | 1 | 3 | 14 | 0
P_gen_MW | 1 | 3 | 15 | 0
P_gen_MW | 1 | 3 | 16 | 0
P_gen_MW | 1 | 3 | 17 | 0
P_gen_MW | 1 | 3 | 18 | 0
P_gen_MW | 1 | 3 | 19 | 0
P_gen_MW | 1 | 3 | 20 | 0
P_gen_MW | 1 | 3 | 21 | 0
P_gen_MW | 1 | 3 | 22 | 0
P_gen_MW | 1 | 3 | 23 | 0
P_gen_MW | 1 | 3 | 24 | 0
P_gen_MW | 1 | 4 | 1 | 0
P_gen_MW | 1 | 4 | 2 | 0
P_gen_MW | 1 | 4 | 3 | 0
P_gen_MW | 1 | 4 | 4 | 0
P_gen_MW | 1 | 4 | 5 | 0
P_gen_MW | 1 | 4 | 6 | 0
P_gen_MW | 1 | 4 | 7 | 0
P_gen_MW | 1 | 4 | 8 | 0
P_gen_MW | 1 | 4 | 9 | 0
P_gen_MW | 1 | 4 | 10 | 0
P_gen_MW | 1 | 4 | 11 | 0
P_gen_MW | 1 | 4 | 12 | 0
P_gen_MW | 1 | 4 | 13 | 0
P_gen_MW | 1 | 4 | 14 | 0
P_gen_MW | 1 | 4 | 15 | 0
P_gen_MW | 1 | 4 | 16 | 0
P_gen_MW | 1 | 4 | 17 | 0
P_gen_MW | 1 | 4 | 18 | 0
P_gen_MW | 1 | 4 | 19 | 0
P_gen_MW | 1 | 4 | 20 | 0
P_gen_MW | 1 | 4 | 21 | 0
P_gen_MW | 1 | 4 | 22 | 0
P_gen_MW | 1 | 4 | 23 | 0
P_gen_MW | 1 | 4 | 24 | 0
P_gen_MW | 1 | 5 | 1 | 0
P_gen_MW | 1 | 5 | 2 | 0
P_gen_MW | 1 | 5 | 3 | 0
P_gen_MW | 1 | 5 | 4 | 0
P_gen_MW | 1 | 5 | 5 | 0
P_gen_MW | 1 | 5 | 6 | 0
P_gen_MW | 1 | 5 | 7 | 0
P_gen_MW | 1 | 5 | 8 | 0
P_gen_MW | 1 | 5 | 9 | 0
P_gen_MW | 1 | 5 | 10 | 0
P_gen_MW | 1 | 5 | 11 | 0
P_gen_MW | 1 | 5 | 12 | 0
P_gen_MW | 1 | 5 | 13 | 0
P_gen_MW | 1 | 5 | 14 | 0
P_gen_MW | 1 | 5 | 15 | 0
P_gen_MW | 1 | 5 | 16 | 0
P_gen_MW | 1 | 5 | 17 | 0
P_gen_MW | 1 | 5 | 18 | 0
P_gen_MW | 1 | 5 | 19 | 0
P_gen_MW | 1 | 5 | 20 | 0
P_gen_MW | 1 | 5 | 21 | 0
P_gen_MW | 1 | 5 | 22 | 0
P_gen_MW | 1 | 5 | 23 | 0
P_gen_MW | 1 | 5 | 24 | 0
P_gen_MW | 1 | 6 | 1 | 0
P_gen_MW | 1 | 6 | 2 | 0
P_gen_MW | 1 | 6 | 3 | 0
P_gen_MW | 1 | 6 | 4 | 0
P_gen_MW | 1 | 6 | 5 | 0
P_gen_MW | 1 | 6 | 6 | 0
P_gen_MW | 1 | 6 | 7 | 0
P_gen_MW | 1 | 6 | 8 | 0
P_gen_MW | 1 | 6 | 9 | 0
P_gen_MW | 1 | 6 | 10 | 0
P_gen_MW | 1 | 6 | 11 | 0
P_gen_MW | 1 | 6 | 12 | 0
P_gen_MW | 1 | 6 | 13 | 0
P_gen_MW | 1 | 6 | 14 | 0
P_gen_MW | 1 | 6 | 15 | 0
P_gen_MW | 1 | 6 | 16 | 0
P_gen_MW | 1 | 6 | 17 | 0
P_gen_MW | 1 | 6 | 18 | 0
P_gen_MW | 1 | 6 | 19 | 0
P_gen_MW | 1 | 6 | 20 | 0
P_gen_MW | 1 | 6 | 21 | 0
P_gen_MW | 1 | 6 | 22 | 0
P_gen_MW | 1 | 6 | 23 | 0
P_gen_MW | 1 | 6 | 24 | 0
P_gen_MW | 1 | 7 | 1 | 0
P_gen_MW | 1 | 7 | 2 | 0
P_gen_MW | 1 | 7 | 3 | 0
P_gen_MW | 1 | 7 | 4 | 0
P_gen_MW | 1 | 7 | 5 | 0
P_gen_MW | 1 | 7 | 6 | 0
P_gen_MW | 1 | 7 | 7 | 0
P_gen_MW | 1 | 7 | 8 | 0
P_gen_MW | 1 | 7 | 9 | 0
P_gen_MW | 1 | 7 | 10 | 0
P_gen_MW | 1 | 7 | 11 | 0
P_gen_MW | 1 | 7 | 12 | 0
P_gen_MW | 1 | 7 | 13 | 0
P_gen_MW | 1 | 7 | 14 | 0
P_gen_MW | 1 | 7 | 15 | 0
P_gen_MW | 1 | 7 | 16 | 0
P_gen_MW | 1 | 7 | 17 | 0
P_gen_MW | 1 | 7 | 18 | 0
P_gen_MW | 1 | 7 | 19 | 0
P_gen_MW | 1 | 7 | 20 | 0
P_gen_MW | 1 | 7 | 21 | 0
P_gen_MW | 1 | 7 | 22 | 0
P_gen_MW | 1 | 7 | 23 | 0
P_gen_MW | 1 | 7 | 24 | 0
P_gen_MW | 1 | 8 | 1 | 0
P_gen_MW | 1 | 8 | 2 | 0
P_gen_MW | 1 | 8 | 3 | 0
P_gen_MW | 1 | 8 | 4 | 0
P_gen_MW | 1 | 8 | 5 | 0
P_gen_MW | 1 | 8 | 6 | 0
P_gen_MW | 1 | 8 | 7 | 0
P_gen_MW | 1 | 8 | 8 | 0
P_gen_MW | 1 | 8 | 9 | 0
P_gen_MW | 1 | 8 | 10 | 0
P_gen_MW | 1 | 8 | 11 | 0
P_gen_MW | 1 | 8 | 12 | 0
P_gen_MW | 1 | 8 | 13 | 0
P_gen_MW | 1 | 8 | 14 | 0
P_gen_MW | 1 | 8 | 15 | 0
P_gen_MW | 1 | 8 | 16 | 0
P_gen_MW | 1 | 8 | 17 | 0
P_gen_MW | 1 | 8 | 18 | 0
P_gen_MW | 1 | 8 | 19 | 0
P_gen_MW | 1 | 8 | 20 | 0
P_gen_MW | 1 | 8 | 21 | 0
P_gen_MW | 1 | 8 | 22 | 0
P_gen_MW | 1 | 8 | 23 | 0
P_gen_MW | 1 | 8 | 24 | 0
P_gen_MW | 1 | 9 | 1 | 0
P_gen_MW | 1 | 9 | 2 | 0
P_gen_MW | 1 | 9 | 3 | 0
P_gen_MW | 1 | 9 | 4 | 0
P_gen_MW | 1 | 9 | 5 | 0
P_gen_MW | 1 | 9 | 6 | 0
P_gen_MW | 1 | 9 | 7 | 0
P_gen_MW | 1 | 9 | 8 | 0
P_gen_MW | 1 | 9 | 9 | 0
P_gen_MW | 1 | 9 | 10 | 0
P_gen_MW | 1 | 9 | 11 | 0
P_gen_MW | 1 | 9 | 12 | 0
P_gen_MW | 1 | 9 | 13 | 0
P_gen_MW | 1 | 9 | 14 | 0
P_gen_MW | 1 | 9 | 15 | 0
P_gen_MW | 1 | 9 | 16 | 0
P_gen_MW | 1 | 9 | 17 | 0
P_gen_MW | 1 | 9 | 18 | 0
P_gen_MW | 1 | 9 | 19 | 0
P_gen_MW | 1 | 9 | 20 | 0
P_gen_MW | 1 | 9 | 21 | 0
P_gen_MW | 1 | 9 | 22 | 0
P_gen_MW | 1 | 9 | 23 | 0
P_gen_MW | 1 | 9 | 24 | 0
P_gen_MW | 1 | 10 | 1 | 0
P_gen_MW | 1 | 10 | 2 | 0
P_gen_MW | 1 | 10 | 3 | 0
P_gen_MW | 1 | 10 | 4 | 0
P_gen_MW | 1 | 10 | 5 | 0
P_gen_MW | 1 | 10 | 6 | 0
P_gen_MW | 1 | 10 | 7 | 0
P_gen_MW | 1 | 10 | 8 | 0
P_gen_MW | 1 | 10 | 9 | 0
P_gen_MW | 1 | 10 | 10 | 0
P_gen_MW | 1 | 10 | 11 | 0
P_gen_MW | 1 | 10 | 12 | 0
P_gen_MW | 1 | 10 | 13 | 0
P_gen_MW | 1 | 10 | 14 | 0
P_gen_MW | 1 | 10 | 15 | 0
P_gen_MW | 1 | 10 | 16 | 0
P_gen_MW | 1 | 10 | 17 | 0
P_gen_MW | 1 | 10 | 18 | 0
P_gen_MW | 1 | 10 | 19 | 0
P_gen_MW | 1 | 10 | 20 | 0
P_gen_MW | 1 | 10 | 21 | 0
P_gen_MW | 1 | 10 | 22 | 0
P_gen_MW | 1 | 10 | 23 | 0
P_gen_MW | 1 | 10 | 24 | 0
P_gen_MW | 1 | 11 | 1 | 0
P_gen_MW | 1 | 11 | 2 | 0
P_gen_MW | 1 | 11 | 3 | 0
P_gen_MW | 1 | 11 | 4 | 0
P_gen_MW | 1 | 11 | 5 | 0
P_gen_MW | 1 | 11 | 6 | 0
P_gen_MW | 1 | 11 | 7 | 0
P_gen_MW | 1 | 11 | 8 | 0
P_gen_MW | 1 | 11 | 9 | 0
P_gen_MW | 1 | 11 | 10 | 0
P_gen_MW | 1 | 11 | 11 | 0
P_gen_MW | 1 | 11 | 12 | 0
P_gen_MW | 1 | 11 | 13 | 0
P_gen_MW | 1 | 11 | 14 | 0
P_gen_MW | 1 | 11 | 15 | 0
P_gen_MW | 1 | 11 | 16 | 0
P_gen_MW | 1 | 11 | 17 | 0
P_gen_MW | 1 | 11 | 18 | 0
P_gen_MW | 1 | 11 | 19 | 0
P_gen_MW | 1 | 11 | 20 | 0
P_gen_MW | 1 | 11 | 21 | 0
P_gen_MW | 1 | 11 | 22 | 0
P_gen_MW | 1 | 11 | 23 | 0
P_gen_MW | 1 | 11 | 24 | 0
P_gen_MW | 1 | 12 | 1 | 0
P_gen_MW | 1 | 12 | 2 | 0
P_gen_MW | 1 | 12 | 3 | 0
P_gen_MW | 1 | 12 | 4 | 0
P_gen_MW | 1 | 12 | 5 | 0
P_gen_MW | 1 | 12 | 6 | 0
P_gen_MW | 1 | 12 | 7 | 0
P_gen_MW | 1 | 12 | 8 | 0
P_gen_MW | 1 | 12 | 9 | 0
P_gen_MW | 1 | 12 | 10 | 0
P_gen_MW | 1 | 12 | 11 | 0
P_gen_MW | 1 | 12 | 12 | 0
P_gen_MW | 1 | 12 | 13 | 0
P_gen_MW | 1 | 12 | 14 | 0
P_gen_MW | 1 | 12 | 15 | 0
P_gen_MW | 1 | 12 | 16 | 0
P_gen_MW | 1 | 12 | 17 | 0
P_gen_MW | 1 | 12 | 18 | 0
P_gen_MW | 1 | 12 | 19 | 0
P_gen_MW | 1 | 12 | 20 | 0
P_gen_MW | 1 | 12 | 21 | 0
P_gen_MW | 1 | 12 | 22 | 0
P_gen_MW | 1 | 12 | 23 | 0
P_gen_MW | 1 | 12 | 24 | 0
P_gen_MW | 1 | 13 | 1 | 0
P_gen_MW | 1 | 13 | 2 | 0
P_gen_MW | 1 | 13 | 3 | 0
P_gen_MW | 1 | 13 | 4 | 0
P_gen_MW | 1 | 13 | 5 | 0
P_gen_MW | 1 | 13 | 6 | 0
P_gen_MW | 1 | 13 | 7 | 0
P_gen_MW | 1 | 13 | 8 | 0
P_gen_MW | 1 | 13 | 9 | 0
P_gen_MW | 1 | 13 | 10 | 0
P_gen_MW | 1 | 13 | 11 | 0
P_gen_MW | 1 | 13 | 12 | 0
P_gen_MW | 1 | 13 | 13 | 0
P_gen_MW | 1 | 13 | 14 | 0
P_gen_MW | 1 | 13 | 15 | 0
P_gen_MW | 1 | 13 | 16 | 0
P_gen_MW | 1 | 13 | 17 | 0
P_gen_MW | 1 | 13 | 18 | 0
P_gen_MW | 1 | 13 | 19 | 0
P_gen_MW | 1 | 13 | 20 | 0
P_gen_MW | 1 | 13 | 21 | 0
P_gen_MW | 1 | 13 | 22 | 0
P_gen_MW | 1 | 13 | 23 | 0
P_gen_MW | 1 | 13 | 24 | 0
P_gen_MW | 1 | 14 | 1 | 0
P_gen_MW | 1 | 14 | 2 | 0
P_gen_MW | 1 | 14 | 3 | 0
P_gen_MW | 1 | 14 | 4 | 0
P_gen_MW | 1 | 14 | 5 | 0
P_gen_MW | 1 | 14 | 6 | 0
P_gen_MW | 1 | 14 | 7 | 0
P_gen_MW | 1 | 14 | 8 | 0
P_gen_MW | 1 | 14 | 9 | 0
P_gen_MW | 1 | 14 | 10 | 0
P_gen_MW | 1 | 14 | 11 | 0
P_gen_MW | 1 | 14 | 12 | 0
P_gen_MW | 1 | 14 | 13 | 0
P_gen_MW | 1 | 14 | 14 | 0
P_gen_MW | 1 | 14 | 15 | 0
P_gen_MW | 1 | 14 | 16 | 0
P_gen_MW | 1 | 14 | 17 | 0
P_gen_MW | 1 | 14 | 18 | 0
P_gen_MW | 1 | 14 | 19 | 0
P_gen_MW | 1 | 14 | 20 | 0
P_gen_MW | 1 | 14 | 21 | 0
P_gen_MW | 1 | 14 | 22 | 0
P_gen_MW | 1 | 14 | 23 | 0
P_gen_MW | 1 | 14 | 24 | 0
P_gen_MW | 1 | 15 | 1 | 0
P_gen_MW | 1 | 15 | 2 | 0
P_gen_MW | 1 | 15 | 3 | 0
P_gen_MW | 1 | 15 | 4 | 0
P_gen_MW | 1 | 15 | 5 | 0
P_gen_MW | 1 | 15 | 6 | 0
P_gen_MW | 1 | 15 | 7 | 0
P_gen_MW | 1 | 15 | 8 | 0
P_gen_MW | 1 | 15 | 9 | 0
P_gen_MW | 1 | 15 | 10 | 0
P_gen_MW | 1 | 15 | 11 | 0
P_gen_MW | 1 | 15 | 12 | 0
P_gen_MW | 1 | 15 | 13 | 0
P_gen_MW | 1 | 15 | 14 | 0
P_gen_MW | 1 | 15 | 15 | 0
P_gen_MW | 1 | 15 | 16 | 0
P_gen_MW | 1 | 15 | 17 | 0
P_gen_MW | 1 | 15 | 18 | 0
P_gen_MW | 1 | 15 | 19 | 0
P_gen_MW | 1 | 15 | 20 | 0
P_gen_MW | 1 | 15 | 21 | 0
P_gen_MW | 1 | 15 | 22 | 0
P_gen_MW | 1 | 15 | 23 | 0
P_gen_MW | 1 | 15 | 24 | 0
P_gen_MW | 1 | 16 | 1 | 0
P_gen_MW | 1 | 16 | 2 | 0
P_gen_MW | 1 | 16 | 3 | 0
P_gen_MW | 1 | 16 | 4 | 0
P_gen_MW | 1 | 16 | 5 | 0
P_gen_MW | 1 | 16 | 6 | 0
P_gen_MW | 1 | 16 | 7 | 0
P_gen_MW | 1 | 16 | 8 | 0
P_gen_MW | 1 | 16 | 9 | 0
P_gen_MW | 1 | 16 | 10 | 0
P_gen_MW | 1 | 16 | 11 | 0
P_gen_MW | 1 | 16 | 12 | 0
P_gen_MW | 1 | 16 | 13 | 0
P_gen_MW | 1 | 16 | 14 | 0
P_gen_MW | 1 | 16 | 15 | 0
P_gen_MW | 1 | 16 | 16 | 0
P_gen_MW | 1 | 16 | 17 | 0
P_gen_MW | 1 | 16 | 18 | 0
P_gen_MW | 1 | 16 | 19 | 0
P_gen_MW | 1 | 16 | 20 | 0
P_gen_MW | 1 | 16 | 21 | 0
P_gen_MW | 1 | 16 | 22 | 0
P_gen_MW | 1 | 16 | 23 | 0
P_gen_MW | 1 | 16 | 24 | 0
P_gen_MW | 1 | 17 | 1 | 0
P_gen_MW | 1 | 17 | 2 | 0
P_gen_MW | 1 | 17 | 3 | 0
P_gen_MW | 1 | 17 | 4 | 0
P_gen_MW | 1 | 17 | 5 | 0
P_gen_MW | 1 | 17 | 6 | 0
P_gen_MW | 1 | 17 | 7 | 0
P_gen_MW | 1 | 17 | 8 | 0
P_gen_MW | 1 | 17 | 9 | 0
P_gen_MW | 1 | 17 | 10 | 0
P_gen_MW | 1 | 17 | 11 | 0
P_gen_MW | 1 | 17 | 12 | 0
P_gen_MW | 1 | 17 | 13 | 0
P_gen_MW | 1 | 17 | 14 | 0
P_gen_MW | 1 | 17 | 15 | 0
P_gen_MW | 1 | 17 | 16 | 0
P_gen_MW | 1 | 17 | 17 | 0
P_gen_MW | 1 | 17 | 18 | 0
P_gen_MW | 1 | 17 | 19 | 0
P_gen_MW | 1 | 17 | 20 | 0
P_gen_MW | 1 | 17 | 21 | 0
P_gen_MW | 1 | 17 | 22 | 0
P_gen_MW | 1 | 17 | 23 | 0
P_gen_MW | 1 | 17 | 24 | 0
P_gen_MW | 1 | 18 | 1 | 0
P_gen_MW | 1 | 18 | 2 | 0
P_gen_MW | 1 | 18 | 3 | 0
P_gen_MW | 1 | 18 | 4 | 0
P_gen_MW | 1 | 18 | 5 | 0
P_gen_MW | 1 | 18 | 6 | 0
P_gen_MW | 1 | 18 | 7 | 0
P_gen_MW | 1 | 18 | 8 | 0
P_gen_MW | 1 | 18 | 9 | 0
P_gen_MW | 1 | 18 | 10 | 0
P_gen_MW | 1 | 18 | 11 | 0
P_gen_MW | 1 | 18 | 12 | 0
P_gen_MW | 1 | 18 | 13 | 0
P_gen_MW | 1 | 18 | 14 | 0
P_gen_MW | 1 | 18 | 15 | 0
P_gen_MW | 1 | 18 | 16 | 0
P_gen_MW | 1 | 18 | 17 | 0
P_gen_MW | 1 | 18 | 18 | 0
P_gen_MW | 1 | 18 | 19 | 0
P_gen_MW | 1 | 18 | 20 | 0
P_gen_MW | 1 | 18 | 21 | 0
P_gen_MW | 1 | 18 | 22 | 0
P_gen_MW | 1 | 18 | 23 | 0
P_gen_MW | 1 | 18 | 24 | 0
P_gen_MW | 1 | 19 | 1 | 0
P_gen_MW | 1 | 19 | 2 | 0
P_gen_MW | 1 | 19 | 3 | 0
P_gen_MW | 1 | 19 | 4 | 0
P_gen_MW | 1 | 19 | 5 | 0
P_gen_MW | 1 | 19 | 6 | 0
P_gen_MW | 1 | 19 | 7 | 0
P_gen_MW | 1 | 19 | 8 | 0
P_gen_MW | 1 | 19 | 9 | 0
P_gen_MW | 1 | 19 | 10 | 0
P_gen_MW | 1 | 19 | 11 | 0
P_gen_MW | 1 | 19 | 12 | 0
P_gen_MW | 1 | 19 | 13 | 0
P_gen_MW | 1 | 19 | 14 | 0
P_gen_MW | 1 | 19 | 15 | 0
P_gen_MW | 1 | 19 | 16 | 0
P_gen_MW | 1 | 19 | 17 | 0
P_gen_MW | 1 | 19 | 18 | 0
P_gen_MW | 1 | 19 | 19 | 0
P_gen_MW | 1 | 19 | 20 | 0
P_gen_MW | 1 | 19 | 21 | 0
P_gen_MW | 1 | 19 | 22 | 0
P_gen_MW | 1 | 19 | 23 | 0
P_gen_MW | 1 | 19 | 24 | 0
P_gen_MW | 1 | 20 | 1 | 0
P_gen_MW | 1 | 20 | 2 | 0
P_gen_MW | 1 | 20 | 3 | 0
P_gen_MW | 1 | 20 | 4 | 0
P_gen_MW | 1 | 20 | 5 | 0
P_gen_MW | 1 | 20 | 6 | 0
P_gen_MW | 1 | 20 | 7 | 0
P_gen_MW | 1 | 20 | 8 | 0
P_gen_MW | 1 | 20 | 9 | 0
P_gen_MW | 1 | 20 | 10 | 0
P_gen_MW | 1 | 20 | 11 | 0
P_gen_MW | 1 | 20 | 12 | 0
P_gen_MW | 1 | 20 | 13 | 0
P_gen_MW | 1 | 20 | 14 | 0
P_gen_MW | 1 | 20 | 15 | 0
P_gen_MW | 1 | 20 | 16 | 0
P_gen_MW | 1 | 20 | 17 | 0
P_gen_MW | 1 | 20 | 18 | 0
P_gen_MW | 1 | 20 | 19 | 0
P_gen_MW | 1 | 20 | 20 | 0
P_gen_MW | 1 | 20 | 21 | 0
P_gen_MW | 1 | 20 | 22 | 0
P_gen_MW | 1 | 20 | 23 | 0
P_gen_MW | 1 | 20 | 24 | 0
P_gen_MW | 1 | 21 | 1 | 0
P_gen_MW | 1 | 21 | 2 | 0
P_gen_MW | 1 | 21 | 3 | 0
P_gen_MW | 1 | 21 | 4 | 0
P_gen_MW | 1 | 21 | 5 | 0
P_gen_MW | 1 | 21 | 6 | 0
P_gen_MW | 1 | 21 | 7 | 0
P_gen_MW | 1 | 21 | 8 | 0
P_gen_MW | 1 | 21 | 9 | 0
P_gen_MW | 1 | 21 | 10 | 0
P_gen_MW | 1 | 21 | 11 | 0
P_gen_MW | 1 | 21 | 12 | 0
P_gen_MW | 1 | 21 | 13 | 0
P_gen_MW | 1 | 21 | 14 | 0
P_gen_MW | 1 | 21 | 15 | 0
P_gen_MW | 1 | 21 | 16 | 0
P_gen_MW | 1 | 21 | 17 | 0
P_gen_MW | 1 | 21 | 18 | 0
P_gen_MW | 1 | 21 | 19 | 0
P_gen_MW | 1 | 21 | 20 | 0
P_gen_MW | 1 | 21 | 21 | 0
P_gen_MW | 1 | 21 | 22 | 0
P_gen_MW | 1 | 21 | 23 | 0
P_gen_MW | 1 | 21 | 24 | 0
P_gen_MW | 1 | 22 | 1 | 0
P_gen_MW | 1 | 22 | 2 | 0
P_gen_MW | 1 | 22 | 3 | 0
P_gen_MW | 1 | 22 | 4 | 0
P_gen_MW | 1 | 22 | 5 | 0
P_gen_MW | 1 | 22 | 6 | 0
P_gen_MW | 1 | 22 | 7 | 0
P_gen_MW | 1 | 22 | 8 | 0
P_gen_MW | 1 | 22 | 9 | 0
P_gen_MW | 1 | 22 | 10 | 0
P_gen_MW | 1 | 22 | 11 | 0
P_gen_MW | 1 | 22 | 12 | 0
P_gen_MW | 1 | 22 | 13 | 0
P_gen_MW | 1 | 22 | 14 | 0
P_gen_MW | 1 | 22 | 15 | 0
P_gen_MW | 1 | 22 | 16 | 0
P_gen_MW | 1 | 22 | 17 | 0
P_gen_MW | 1 | 22 | 18 | 0
P_gen_MW | 1 | 22 | 19 | 0
P_gen_MW | 1 | 22 | 20 | 0
P_gen_MW | 1 | 22 | 21 | 0
P_gen_MW | 1 | 22 | 22 | 0
P_gen_MW | 1 | 22 | 23 | 0
P_gen_MW | 1 | 22 | 24 | 0
P_gen_MW | 1 | 23 | 1 | 0
P_gen_MW | 1 | 23 | 2 | 0
P_gen_MW | 1 | 23 | 3 | 0
P_gen_MW | 1 | 23 | 4 | 0
P_gen_MW | 1 | 23 | 5 | 0
P_gen_MW | 1 | 23 | 6 | 0
P_gen_MW | 1 | 23 | 7 | 0
P_gen_MW | 1 | 23 | 8 | 0
P_gen_MW | 1 | 23 | 9 | 0
P_gen_MW | 1 | 23 | 10 | 0
P_gen_MW | 1 | 23 | 11 | 0
P_gen_MW | 1 | 23 | 12 | 0
P_gen_MW | 1 | 23 | 13 | 0
P_gen_MW | 1 | 23 | 14 | 0
P_gen_MW | 1 | 23 | 15 | 0
P_gen_MW | 1 | 23 | 16 | 0
P_gen_MW | 1 | 23 | 17 | 0
P_gen_MW | 1 | 23 | 18 | 0
P_gen_MW | 1 | 23 | 19 | 0
P_gen_MW | 1 | 23 | 20 | 0
P_gen_MW | 1 | 23 | 21 | 0
P_gen_MW | 1 | 23 | 22 | 0
P_gen_MW | 1 | 23 | 23 | 0
P_gen_MW | 1 | 23 | 24 | 0
P_gen_MW | 1 | 24 | 1 | 0
P_gen_MW | 1 | 24 | 2 | 0
P_gen_MW | 1 | 24 | 3 | 0
P_gen_MW | 1 | 24 | 4 | 0
P_gen_MW | 1 | 24 | 5 | 0
P_gen_MW | 1 | 24 | 6 | 0
P_gen_MW | 1 | 24 | 7 | 0
P_gen_MW | 1 | 24 | 8 | 0
P_gen_MW | 1 | 24 | 9 | 0
P_gen_MW | 1 | 24 | 10 | 0
P_gen_MW | 1 | 24 | 11 | 0
P_gen_MW | 1 | 24 | 12 | 0
P_gen_MW | 1 | 24 | 13 | 0
P_gen_MW | 1 | 24 | 14 | 0
P_gen_MW | 1 | 24 | 15 | 0
P_gen_MW | 1 | 24 | 16 | 0
P_gen_MW | 1 | 24 | 17 | 0
P_gen_MW | 1 | 24 | 18 | 0
P_gen_MW | 1 | 24 | 19 | 0
P_gen_MW | 1 | 24 | 20 | 0
P_gen_MW | 1 | 24 | 21 | 0
P_gen_MW | 1 | 24 | 22 | 0
P_gen_MW | 1 | 24 | 23 | 0
P_gen_MW | 1 | 24 | 24 | 0
P_gen_MW | 1 | 25 | 1 | 0
P_gen_MW | 1 | 25 | 2 | 0
P_gen_MW | 1 | 25 | 3 | 0
P_gen_MW | 1 | 25 | 4 | 0
P_gen_MW | 1 | 25 | 5 | 0
P_gen_MW | 1 | 25 | 6 | 0
P_gen_MW | 1 | 25 | 7 | 0
P_gen_MW | 1 | 25 | 8 | 0
P_gen_MW | 1 | 25 | 9 | 0
P_gen_MW | 1 | 25 | 10 | 0
P_gen_MW | 1 | 25 | 11 | 0
P_gen_MW | 1 | 25 | 12 | 0
P_gen_MW | 1 | 25 | 13 | 0
P_gen_MW | 1 | 25 | 14 | 0
P_gen_MW | 1 | 25 | 15 | 0
P_gen_MW | 1 | 25 | 16 | 0
P_gen_MW | 1 | 25 | 17 | 0
P_gen_MW | 1 | 25 | 18 | 0
P_gen_MW | 1 | 25 | 19 | 0
P_gen_MW | 1 | 25 | 20 | 0
P_gen_MW | 1 | 25 | 21 | 0
P_gen_MW | 1 | 25 | 22 | 0
P_gen_MW | 1 | 25 | 23 | 0
P_gen_MW | 1 | 25 | 24 | 0
P_gen_MW | 1 | 26 | 1 | 0
P_gen_MW | 1 | 26 | 2 | 0
P_gen_MW | 1 | 26 | 3 | 0
P_gen_MW | 1 | 26 | 4 | 0
P_gen_MW | 1 | 26 | 5 | 0
P_gen_MW | 1 | 26 | 6 | 0
P_gen_MW | 1 | 26 | 7 | 0
P_gen_MW | 1 | 26 | 8 | 0
P_gen_MW | 1 | 26 | 9 | 0
P_gen_MW | 1 | 26 | 10 | 0
P_gen_MW | 1 | 26 | 11 | 0
P_gen_MW | 1 | 26 | 12 | 0
P_gen_MW | 1 | 26 | 13 | 0
P_gen_MW | 1 | 26 | 14 | 0
P_gen_MW | 1 | 26 | 15 | 0
P_gen_MW | 1 | 26 | 16 | 0
P_gen_MW | 1 | 26 | 17 | 0
P_gen_MW | 1 | 26 | 18 | 0
P_gen_MW | 1 | 26 | 19 | 0
P_gen_MW | 1 | 26 | 20 | 0
P_gen_MW | 1 | 26 | 21 | 0
P_gen_MW | 1 | 26 | 22 | 0
P_gen_MW | 1 | 26 | 23 | 0
P_gen_MW | 1 | 26 | 24 | 0
P_gen_MW | 1 | 27 | 1 | 0
P_gen_MW | 1 | 27 | 2 | 0
P_gen_MW | 1 | 27 | 3 | 0
P_gen_MW | 1 | 27 | 4 | 0
P_gen_MW | 1 | 27 | 5 | 0
P_gen_MW | 1 | 27 | 6 | 0
P_gen_MW | 1 | 27 | 7 | 0
P_gen_MW | 1 | 27 | 8 | 0
P_gen_MW | 1 | 27 | 9 | 0
P_gen_MW | 1 | 27 | 10 | 0
P_gen_MW | 1 | 27 | 11 | 0
P_gen_MW | 1 | 27 | 12 | 0
P_gen_MW | 1 | 27 | 13 | 0
P_gen_MW | 1 | 27 | 14 | 0
P_gen_MW | 1 | 27 | 15 | 0
P_gen_MW | 1 | 27 | 16 | 0
P_gen_MW | 1 | 27 | 17 | 0
P_gen_MW | 1 | 27 | 18 | 0
P_gen_MW | 1 | 27 | 19 | 0
P_gen_MW | 1 | 27 | 20 | 0
P_gen_MW | 1 | 27 | 21 | 0
P_gen_MW | 1 | 27 | 22 | 0
P_gen_MW | 1 | 27 | 23 | 0
P_gen_MW | 1 | 27 | 24 | 0
P_gen_MW | 1 | 28 | 1 | 0
P_gen_MW | 1 | 28 | 2 | 0
P_gen_MW | 1 | 28 | 3 | 0
P_gen_MW | 1 | 28 | 4 | 0
P_gen_MW | 1 | 28 | 5 | 0
P_gen_MW | 1 | 28 | 6 | 0
P_gen_MW | 1 | 28 | 7 | 0
P_gen_MW | 1 | 28 | 8 | 0
P_gen_MW | 1 | 28 | 9 | 0
P_gen_MW | 1 | 28 | 10 | 0
P_gen_MW | 1 | 28 | 11 | 0
P_gen_MW | 1 | 28 | 12 | 0
P_gen_MW | 1 | 28 | 13 | 0
P_gen_MW | 1 | 28 | 14 | 0
P_gen_MW | 1 | 28 | 15 | 0
P_gen_MW | 1 | 28 | 16 | 0
P_gen_MW | 1 | 28 | 17 | 0
P_gen_MW | 1 | 28 | 18 | 0
P_gen_MW | 1 | 28 | 19 | 0
P_gen_MW | 1 | 28 | 20 | 0
P_gen_MW | 1 | 28 | 21 | 0
P_gen_MW | 1 | 28 | 22 | 0
P_gen_MW | 1 | 28 | 23 | 0
P_gen_MW | 1 | 28 | 24 | 0
P_gen_MW | 1 | 29 | 1 | 0
P_gen_MW | 1 | 29 | 2 | 0
P_gen_MW | 1 | 29 | 3 | 0
P_gen_MW | 1 | 29 | 4 | 0
P_gen_MW | 1 | 29 | 5 | 0
P_gen_MW | 1 | 29 | 6 | 0
P_gen_MW | 1 | 29 | 7 | 0
P_gen_MW | 1 | 29 | 8 | 0
P_gen_MW | 1 | 29 | 9 | 0
P_gen_MW | 1 | 29 | 10 | 0
P_gen_MW | 1 | 29 | 11 | 0
P_gen_MW | 1 | 29 | 12 | 0
P_gen_MW | 1 | 29 | 13 | 0
P_gen_MW | 1 | 29 | 14 | 0
P_gen_MW | 1 | 29 | 15 | 0
P_gen_MW | 1 | 29 | 16 | 0
P_gen_MW | 1 | 29 | 17 | 0
P_gen_MW | 1 | 29 | 18 | 0
P_gen_MW | 1 | 29 | 19 | 0
P_gen_MW | 1 | 29 | 20 | 0
P_gen_MW | 1 | 29 | 21 | 0
P_gen_MW | 1 | 29 | 22 | 0
P_gen_MW | 1 | 29 | 23 | 0
P_gen_MW | 1 | 29 | 24 | 0
P_gen_MW | 1 | 30 | 1 | 0
P_gen_MW | 1 | 30 | 2 | 0
P_gen_MW | 1 | 30 | 3 | 0
P_gen_MW | 1 | 30 | 4 | 0
P_gen_MW | 1 | 30 | 5 | 0
P_gen_MW | 1 | 30 | 6 | 0
P_gen_MW | 1 | 30 | 7 | 0
P_gen_MW | 1 | 30 | 8 | 0
P_gen_MW | 1 | 30 | 9 | 0
P_gen_MW | 1 | 30 | 10 | 0
P_gen_MW | 1 | 30 | 11 | 0
P_gen_MW | 1 | 30 | 12 | 0
P_gen_MW | 1 | 30 | 13 | 0
P_gen_MW | 1 | 30 | 14 | 0
P_gen_MW | 1 | 30 | 15 | 0
P_gen_MW | 1 | 30 | 16 | 0
P_gen_MW | 1 | 30 | 17 | 0
P_gen_MW | 1 | 30 | 18 | 0
P_gen_MW | 1 | 30 | 19 | 0
P_gen_MW | 1 | 30 | 20 | 0
P_gen_MW | 1 | 30 | 21 | 0
P_gen_MW | 1 | 30 | 22 | 0
P_gen_MW | 1 | 30 | 23 | 0
P_gen_MW | 1 | 30 | 24 | 0
P_gen_MW | 1 | 31 | 1 | 0
P_gen_MW | 1 | 31 | 2 | 0
P_gen_MW | 1 | 31 | 3 | 0
P_gen_MW | 1 | 31 | 4 | 0
P_gen_MW | 1 | 31 | 5 | 0
P_gen_MW | 1 | 31 | 6 | 0
P_gen_MW | 1 | 31 | 7 | 0
P_gen_MW | 1 | 31 | 8 | 0
P_gen_MW | 1 | 31 | 9 | 0
P_gen_MW | 1 | 31 | 10 | 0
P_gen_MW | 1 | 31 | 11 | 0
P_gen_MW | 1 | 31 | 12 | 0
P_gen_MW | 1 | 31 | 13 | 0
P_gen_MW | 1 | 31 | 14 | 0
P_gen_MW | 1 | 31 | 15 | 0
P_gen_MW | 1 | 31 | 16 | 0
P_gen_MW | 1 | 31 | 17 | 0
P_gen_MW | 1 | 31 | 18 | 0
P_gen_MW | 1 | 31 | 19 | 0
P_gen_MW | 1 | 31 | 20 | 0
P_gen_MW | 1 | 31 | 21 | 0
P_gen_MW | 1 | 31 | 22 | 0
P_gen_MW | 1 | 31 | 23 | 0
P_gen_MW | 1 | 31 | 24 | 0
P_gen_MW | 1 | 32 | 1 | 0
P_gen_MW | 1 | 32 | 2 | 0
P_gen_MW | 1 | 32 | 3 | 0
P_gen_MW | 1 | 32 | 4 | 0
P_gen_MW | 1 | 32 | 5 | 0
P_gen_MW | 1 | 32 | 6 | 0
P_gen_MW | 1 | 32 | 7 | 0
P_gen_MW | 1 | 32 | 8 | 0
P_gen_MW | 1 | 32 | 9 | 0
P_gen_MW | 1 | 32 | 10 | 0
P_gen_MW | 1 | 32 | 11 | 0
P_gen_MW | 1 | 32 | 12 | 0
P_gen_MW | 1 | 32 | 13 | 0
P_gen_MW | 1 | 32 | 14 | 0
P_gen_MW | 1 | 32 | 15 | 0
P_gen_MW | 1 | 32 | 16 | 0
P_gen_MW | 1 | 32 | 17 | 0
P_gen_MW | 1 | 32 | 18 | 0
P_gen_MW | 1 | 32 | 19 | 0
P_gen_MW | 1 | 32 | 20 | 0
P_gen_MW | 1 | 32 | 21 | 0
P_gen_MW | 1 | 32 | 22 | 0
P_gen_MW | 1 | 32 | 23 | 0
P_gen_MW | 1 | 32 | 24 | 0
P_gen_MW | 1 | 33 | 1 | 0
P_gen_MW | 1 | 33 | 2 | 0
P_gen_MW | 1 | 33 | 3 | 0
P_gen_MW | 1 | 33 | 4 | 0
P_gen_MW | 1 | 33 | 5 | 0
P_gen_MW | 1 | 33 | 6 | 0
P_gen_MW | 1 | 33 | 7 | 0
P_gen_MW | 1 | 33 | 8 | 0
P_gen_MW | 1 | 33 | 9 | 0
P_gen_MW | 1 | 33 | 10 | 0
P_gen_MW | 1 | 33 | 11 | 0
P_gen_MW | 1 | 33 | 12 | 0
P_gen_MW | 1 | 33 | 13 | 0
P_gen_MW | 1 | 33 | 14 | 0
P_gen_MW | 1 | 33 | 15 | 0
P_gen_MW | 1 | 33 | 16 | 0
P_gen_MW | 1 | 33 | 17 | 0
P_gen_MW | 1 | 33 | 18 | 0
P_gen_MW | 1 | 33 | 19 | 0
P_gen_MW | 1 | 33 | 20 | 0
P_gen_MW | 1 | 33 | 21 | 0
P_gen_MW | 1 | 33 | 22 | 0
P_gen_MW | 1 | 33 | 23 | 0
P_gen_MW | 1 | 33 | 24 | 0
P_gen_MW | 2 | 1 | 1 | 0
P_gen_MW | 2 | 1 | 2 | 0
P_gen_MW | 2 | 1 | 3 | 0
P_gen_MW | 2 | 1 | 4 | 0
P_gen_MW | 2 | 1 | 5 | 0
P_gen_MW | 2 | 1 | 6 | 0
P_gen_MW | 2 | 1 | 7 | 0
P_gen_MW | 2 | 1 | 8 | 0
P_gen_MW | 2 | 1 | 9 | 0
P_gen_MW | 2 | 1 | 10 | 0
P_gen_MW | 2 | 1 | 11 | 0
P_gen_MW | 2 | 1 | 12 | 0
P_gen_MW | 2 | 1 | 13 | 0
P_gen_MW | 2 | 1 | 14 | 0
P_gen_MW | 2 | 1 | 15 | 0
P_gen_MW | 2 | 1 | 16 | 0
P_gen_MW | 2 | 1 | 17 | 0
P_gen_MW | 2 | 1 | 18 | 0
P_gen_MW | 2 | 1 | 19 | 0
P_gen_MW | 2 | 1 | 20 | 0
P_gen_MW | 2 | 1 | 21 | 0
P_gen_MW | 2 | 1 | 22 | 0
P_gen_MW | 2 | 1 | 23 | 0
P_gen_MW | 2 | 1 | 24 | 0
P_gen_MW | 2 | 2 | 1 | 0
P_gen_MW | 2 | 2 | 2 | 0
P_gen_MW | 2 | 2 | 3 | 0
P_gen_MW | 2 | 2 | 4 | 0
P_gen_MW | 2 | 2 | 5 | 0
P_gen_MW | 2 | 2 | 6 | 0
P_gen_MW | 2 | 2 | 7 | 0
P_gen_MW | 2 | 2 | 8 | 0
P_gen_MW | 2 | 2 | 9 | 0
P_gen_MW | 2 | 2 | 10 | 0
P_gen_MW | 2 | 2 | 11 | 0
P_gen_MW | 2 | 2 | 12 | 0
P_gen_MW | 2 | 2 | 13 | 0
P_gen_MW | 2 | 2 | 14 | 0
P_gen_MW | 2 | 2 | 15 | 0
P_gen_MW | 2 | 2 | 16 | 0
P_gen_MW | 2 | 2 | 17 | 0
P_gen_MW | 2 | 2 | 18 | 0
P_gen_MW | 2 | 2 | 19 | 0
P_gen_MW | 2 | 2 | 20 | 0
P_gen_MW | 2 | 2 | 21 | 0
P_gen_MW | 2 | 2 | 22 | 0
P_gen_MW | 2 | 2 | 23 | 0
P_gen_MW | 2 | 2 | 24 | 0
P_gen_MW | 2 | 3 | 1 | 0
P_gen_MW | 2 | 3 | 2 | 0
P_gen_MW | 2 | 3 | 3 | 0
P_gen_MW | 2 | 3 | 4 | 0
P_gen_MW | 2 | 3 | 5 | 0
P_gen_MW | 2 | 3 | 6 | 0
P_gen_MW | 2 | 3 | 7 | 0
P_gen_MW | 2 | 3 | 8 | 0
P_gen_MW | 2 | 3 | 9 | 0
P_gen_MW | 2 | 3 | 10 | 0
P_gen_MW | 2 | 3 | 11 | 0
P_gen_MW | 2 | 3 | 12 | 0
P_gen_MW | 2 | 3 | 13 | 0
P_gen_MW | 2 | 3 | 14 | 0
P_gen_MW | 2 | 3 | 15 | 0
P_gen_MW | 2 | 3 | 16 | 0
P_gen_MW | 2 | 3 | 17 | 0
P_gen_MW | 2 | 3 | 18 | 0
P_gen_MW | 2 | 3 | 19 | 0
P_gen_MW | 2 | 3 | 20 | 0
P_gen_MW | 2 | 3 | 21 | 0
P_gen_MW | 2 | 3 | 22 | 0
P_gen_MW | 2 | 3 | 23 | 0
P_gen_MW | 2 | 3 | 24 | 0
P_gen_MW | 2 | 4 | 1 | 0
P_gen_MW | 2 | 4 | 2 | 0
P_gen_MW | 2 | 4 | 3 | 0
P_gen_MW | 2 | 4 | 4 | 0
P_gen_MW | 2 | 4 | 5 | 0
P_gen_MW | 2 | 4 | 6 | 0
P_gen_MW | 2 | 4 | 7 | 0
P_gen_MW | 2 | 4 | 8 | 0
P_gen_MW | 2 | 4 | 9 | 0
P_gen_MW | 2 | 4 | 10 | 0
P_gen_MW | 2 | 4 | 11 | 0
P_gen_MW | 2 | 4 | 12 | 0
P_gen_MW | 2 | 4 | 13 | 0
P_gen_MW | 2 | 4 | 14 | 0
P_gen_MW | 2 | 4 | 15 | 0
P_gen_MW | 2 | 4 | 16 | 0
P_gen_MW | 2 | 4 | 17 | 0
P_gen_MW | 2 | 4 | 18 | 0
P_gen_MW | 2 | 4 | 19 | 0
P_gen_MW | 2 | 4 | 20 | 0
P_gen_MW | 2 | 4 | 21 | 0
P_gen_MW | 2 | 4 | 22 | 0
P_gen_MW | 2 | 4 | 23 | 0
P_gen_MW | 2 | 4 | 24 | 0
P_gen_MW | 2 | 5 | 1 | 0
P_gen_MW | 2 | 5 | 2 | 0
P_gen_MW | 2 | 5 | 3 | 0
P_gen_MW | 2 | 5 | 4 | 0
P_gen_MW | 2 | 5 | 5 | 0
P_gen_MW | 2 | 5 | 6 | 0
P_gen_MW | 2 | 5 | 7 | 0
P_gen_MW | 2 | 5 | 8 | 0
P_gen_MW | 2 | 5 | 9 | 0
P_gen_MW | 2 | 5 | 10 | 0
P_gen_MW | 2 | 5 | 11 | 0
P_gen_MW | 2 | 5 | 12 | 0
P_gen_MW | 2 | 5 | 13 | 0
P_gen_MW | 2 | 5 | 14 | 0
P_gen_MW | 2 | 5 | 15 | 0
P_gen_MW | 2 | 5 | 16 | 0
P_gen_MW | 2 | 5 | 17 | 0
P_gen_MW | 2 | 5 | 18 | 0
P_gen_MW | 2 | 5 | 19 | 0
P_gen_MW | 2 | 5 | 20 | 0
P_gen_MW | 2 | 5 | 21 | 0
P_gen_MW | 2 | 5 | 22 | 0
P_gen_MW | 2 | 5 | 23 | 0
P_gen_MW | 2 | 5 | 24 | 0
P_gen_MW | 2 | 6 | 1 | 0
P_gen_MW | 2 | 6 | 2 | 0
P_gen_MW | 2 | 6 | 3 | 0
P_gen_MW | 2 | 6 | 4 | 0
P_gen_MW | 2 | 6 | 5 | 0
P_gen_MW | 2 | 6 | 6 | 0
P_gen_MW | 2 | 6 | 7 | 0
P_gen_MW | 2 | 6 | 8 | 0
P_gen_MW | 2 | 6 | 9 | 0
P_gen_MW | 2 | 6 | 10 | 0
P_gen_MW | 2 | 6 | 11 | 0
P_gen_MW | 2 | 6 | 12 | 0
P_gen_MW | 2 | 6 | 13 | 0
P_gen_MW | 2 | 6 | 14 | 0
P_gen_MW | 2 | 6 | 15 | 0
P_gen_MW | 2 | 6 | 16 | 0
P_gen_MW | 2 | 6 | 17 | 0
P_gen_MW | 2 | 6 | 18 | 0
P_gen_MW | 2 | 6 | 19 | 0
P_gen_MW | 2 | 6 | 20 | 0
P_gen_MW | 2 | 6 | 21 | 0
P_gen_MW | 2 | 6 | 22 | 0
P_gen_MW | 2 | 6 | 23 | 0
P_gen_MW | 2 | 6 | 24 | 0
P_gen_MW | 2 | 7 | 1 | 0
P_gen_MW | 2 | 7 | 2 | 0
P_gen_MW | 2 | 7 | 3 | 0
P_gen_MW | 2 | 7 | 4 | 0
P_gen_MW | 2 | 7 | 5 | 0
P_gen_MW | 2 | 7 | 6 | 0
P_gen_MW | 2 | 7 | 7 | 0
P_gen_MW | 2 | 7 | 8 | 0
P_gen_MW | 2 | 7 | 9 | 0
P_gen_MW | 2 | 7 | 10 | 0
P_gen_MW | 2 | 7 | 11 | 0
P_gen_MW | 2 | 7 | 12 | 0
P_gen_MW | 2 | 7 | 13 | 0
P_gen_MW | 2 | 7 | 14 | 0
P_gen_MW | 2 | 7 | 15 | 0
P_gen_MW | 2 | 7 | 16 | 0
P_gen_MW | 2 | 7 | 17 | 0
P_gen_MW | 2 | 7 | 18 | 0
P_gen_MW | 2 | 7 | 19 | 0
P_gen_MW | 2 | 7 | 20 | 0
P_gen_MW | 2 | 7 | 21 | 0
P_gen_MW | 2 | 7 | 22 | 0
P_gen_MW | 2 | 7 | 23 | 0
P_gen_MW | 2 | 7 | 24 | 0
P_gen_MW | 2 | 8 | 1 | 0
P_gen_MW | 2 | 8 | 2 | 0
P_gen_MW | 2 | 8 | 3 | 0
P_gen_MW | 2 | 8 | 4 | 0
P_gen_MW | 2 | 8 | 5 | 0
P_gen_MW | 2 | 8 | 6 | 0
P_gen_MW | 2 | 8 | 7 | 0
P_gen_MW | 2 | 8 | 8 | 0
P_gen_MW | 2 | 8 | 9 | 0
P_gen_MW | 2 | 8 | 10 | 0
P_gen_MW | 2 | 8 | 11 | 0
P_gen_MW | 2 | 8 | 12 | 0
P_gen_MW | 2 | 8 | 13 | 0
P_gen_MW | 2 | 8 | 14 | 0
P_gen_MW | 2 | 8 | 15 | 0
P_gen_MW | 2 | 8 | 16 | 0
P_gen_MW | 2 | 8 | 17 | 0
P_gen_MW | 2 | 8 | 18 | 0
P_gen_MW | 2 | 8 | 19 | 0
P_gen_MW | 2 | 8 | 20 | 0
P_gen_MW | 2 | 8 | 21 | 0
P_gen_MW | 2 | 8 | 22 | 0
P_gen_MW | 2 | 8 | 23 | 0
P_gen_MW | 2 | 8 | 24 | 0
P_gen_MW | 2 | 9 | 1 | 0
P_gen_MW | 2 | 9 | 2 | 0
P_gen_MW | 2 | 9 | 3 | 0
P_gen_MW | 2 | 9 | 4 | 0
P_gen_MW | 2 | 9 | 5 | 0
P_gen_MW | 2 | 9 | 6 | 0
P_gen_MW | 2 | 9 | 7 | 0
P_gen_MW | 2 | 9 | 8 | 0
P_gen_MW | 2 | 9 | 9 | 0
P_gen_MW | 2 | 9 | 10 | 0
P_gen_MW | 2 | 9 | 11 | 0
P_gen_MW | 2 | 9 | 12 | 0
P_gen_MW | 2 | 9 | 13 | 0
P_gen_MW | 2 | 9 | 14 | 0
P_gen_MW | 2 | 9 | 15 | 0
P_gen_MW | 2 | 9 | 16 | 0
P_gen_MW | 2 | 9 | 17 | 0
P_gen_MW | 2 | 9 | 18 | 0
P_gen_MW | 2 | 9 | 19 | 0
P_gen_MW | 2 | 9 | 20 | 0
P_gen_MW | 2 | 9 | 21 | 0
P_gen_MW | 2 | 9 | 22 | 0
P_gen_MW | 2 | 9 | 23 | 0
P_gen_MW | 2 | 9 | 24 | 0
P_gen_MW | 2 | 10 | 1 | 0
P_gen_MW | 2 | 10 | 2 | 0
P_gen_MW | 2 | 10 | 3 | 0
P_gen_MW | 2 | 10 | 4 | 0
P_gen_MW | 2 | 10 | 5 | 0
P_gen_MW | 2 | 10 | 6 | 0
P_gen_MW | 2 | 10 | 7 | 0
P_gen_MW | 2 | 10 | 8 | 0
P_gen_MW | 2 | 10 | 9 | 0
P_gen_MW | 2 | 10 | 10 | 0
P_gen_MW | 2 | 10 | 11 | 0
P_gen_MW | 2 | 10 | 12 | 0
P_gen_MW | 2 | 10 | 13 | 0
P_gen_MW | 2 | 10 | 14 | 0
P_gen_MW | 2 | 10 | 15 | 0
P_gen_MW | 2 | 10 | 16 | 0
P_gen_MW | 2 | 10 | 17 | 0
P_gen_MW | 2 | 10 | 18 | 0
P_gen_MW | 2 | 10 | 19 | 0
P_gen_MW | 2 | 10 | 20 | 0
P_gen_MW | 2 | 10 | 21 | 0
P_gen_MW | 2 | 10 | 22 | 0
P_gen_MW | 2 | 10 | 23 | 0
P_gen_MW | 2 | 10 | 24 | 0
P_gen_MW | 2 | 11 | 1 | 0
P_gen_MW | 2 | 11 | 2 | 0
P_gen_MW | 2 | 11 | 3 | 0
P_gen_MW | 2 | 11 | 4 | 0
P_gen_MW | 2 | 11 | 5 | 0
P_gen_MW | 2 | 11 | 6 | 0
P_gen_MW | 2 | 11 | 7 | 0
P_gen_MW | 2 | 11 | 8 | 0
P_gen_MW | 2 | 11 | 9 | 0
P_gen_MW | 2 | 11 | 10 | 0
P_gen_MW | 2 | 11 | 11 | 0
P_gen_MW | 2 | 11 | 12 | 0
P_gen_MW | 2 | 11 | 13 | 0
P_gen_MW | 2 | 11 | 14 | 0
P_gen_MW | 2 | 11 | 15 | 0
P_gen_MW | 2 | 11 | 16 | 0
P_gen_MW | 2 | 11 | 17 | 0
P_gen_MW | 2 | 11 | 18 | 0
P_gen_MW | 2 | 11 | 19 | 0
P_gen_MW | 2 | 11 | 20 | 0
P_gen_MW | 2 | 11 | 21 | 0
P_gen_MW | 2 | 11 | 22 | 0
P_gen_MW | 2 | 11 | 23 | 0
P_gen_MW | 2 | 11 | 24 | 0
P_gen_MW | 2 | 12 | 1 | 0
P_gen_MW | 2 | 12 | 2 | 0
P_gen_MW | 2 | 12 | 3 | 0
P_gen_MW | 2 | 12 | 4 | 0
P_gen_MW | 2 | 12 | 5 | 0
P_gen_MW | 2 | 12 | 6 | 0
P_gen_MW | 2 | 12 | 7 | 0
P_gen_MW | 2 | 12 | 8 | 0
P_gen_MW | 2 | 12 | 9 | 0
P_gen_MW | 2 | 12 | 10 | 0
P_gen_MW | 2 | 12 | 11 | 0
P_gen_MW | 2 | 12 | 12 | 0
P_gen_MW | 2 | 12 | 13 | 0
P_gen_MW | 2 | 12 | 14 | 0
P_gen_MW | 2 | 12 | 15 | 0
P_gen_MW | 2 | 12 | 16 | 0
P_gen_MW | 2 | 12 | 17 | 0
P_gen_MW | 2 | 12 | 18 | 0
P_gen_MW | 2 | 12 | 19 | 0
P_gen_MW | 2 | 12 | 20 | 0
P_gen_MW | 2 | 12 | 21 | 0
P_gen_MW | 2 | 12 | 22 | 0
P_gen_MW | 2 | 12 | 23 | 0
P_gen_MW | 2 | 12 | 24 | 0
P_gen_MW | 2 | 13 | 1 | 0
P_gen_MW | 2 | 13 | 2 | 0
P_gen_MW | 2 | 13 | 3 | 0
P_gen_MW | 2 | 13 | 4 | 0
P_gen_MW | 2 | 13 | 5 | 0
P_gen_MW | 2 | 13 | 6 | 0
P_gen_MW | 2 | 13 | 7 | 0
P_gen_MW | 2 | 13 | 8 | 0
P_gen_MW | 2 | 13 | 9 | 0
P_gen_MW | 2 | 13 | 10 | 0
P_gen_MW | 2 | 13 | 11 | 0
P_gen_MW | 2 | 13 | 12 | 0
P_gen_MW | 2 | 13 | 13 | 0
P_gen_MW | 2 | 13 | 14 | 0
P_gen_MW | 2 | 13 | 15 | 0
P_gen_MW | 2 | 13 | 16 | 0
P_gen_MW | 2 | 13 | 17 | 0
P_gen_MW | 2 | 13 | 18 | 0
P_gen_MW | 2 | 13 | 19 | 0
P_gen_MW | 2 | 13 | 20 | 0
P_gen_MW | 2 | 13 | 21 | 0
P_gen_MW | 2 | 13 | 22 | 0
P_gen_MW | 2 | 13 | 23 | 0
P_gen_MW | 2 | 13 | 24 | 0
P_gen_MW | 2 | 14 | 1 | 0
P_gen_MW | 2 | 14 | 2 | 0
P_gen_MW | 2 | 14 | 3 | 0
P_gen_MW | 2 | 14 | 4 | 0
P_gen_MW | 2 | 14 | 5 | 0
P_gen_MW | 2 | 14 | 6 | 0
P_gen_MW | 2 | 14 | 7 | 0
P_gen_MW | 2 | 14 | 8 | 0
P_gen_MW | 2 | 14 | 9 | 0
P_gen_MW | 2 | 14 | 10 | 0
P_gen_MW | 2 | 14 | 11 | 0
P_gen_MW | 2 | 14 | 12 | 0
P_gen_MW | 2 | 14 | 13 | 0
P_gen_MW | 2 | 14 | 14 | 0
P_gen_MW | 2 | 14 | 15 | 0
P_gen_MW | 2 | 14 | 16 | 0
P_gen_MW | 2 | 14 | 17 | 0
P_gen_MW | 2 | 14 | 18 | 0
P_gen_MW | 2 | 14 | 19 | 0
P_gen_MW | 2 | 14 | 20 | 0
P_gen_MW | 2 | 14 | 21 | 0
P_gen_MW | 2 | 14 | 22 | 0
P_gen_MW | 2 | 14 | 23 | 0
P_gen_MW | 2 | 14 | 24 | 0
P_gen_MW | 2 | 15 | 1 | 0
P_gen_MW | 2 | 15 | 2 | 0
P_gen_MW | 2 | 15 | 3 | 0
P_gen_MW | 2 | 15 | 4 | 0
P_gen_MW | 2 | 15 | 5 | 0
P_gen_MW | 2 | 15 | 6 | 0
P_gen_MW | 2 | 15 | 7 | 0
P_gen_MW | 2 | 15 | 8 | 0
P_gen_MW | 2 | 15 | 9 | 0
P_gen_MW | 2 | 15 | 10 | 0
P_gen_MW | 2 | 15 | 11 | 0
P_gen_MW | 2 | 15 | 12 | 0
P_gen_MW | 2 | 15 | 13 | 0
P_gen_MW | 2 | 15 | 14 | 0
P_gen_MW | 2 | 15 | 15 | 0
P_gen_MW | 2 | 15 | 16 | 0
P_gen_MW | 2 | 15 | 17 | 0
P_gen_MW | 2 | 15 | 18 | 0
P_gen_MW | 2 | 15 | 19 | 0
P_gen_MW | 2 | 15 | 20 | 0
P_gen_MW | 2 | 15 | 21 | 0
P_gen_MW | 2 | 15 | 22 | 0
P_gen_MW | 2 | 15 | 23 | 0
P_gen_MW | 2 | 15 | 24 | 0
P_gen_MW | 2 | 16 | 1 | 0
P_gen_MW | 2 | 16 | 2 | 0
P_gen_MW | 2 | 16 | 3 | 0
P_gen_MW | 2 | 16 | 4 | 0
P_gen_MW | 2 | 16 | 5 | 0
P_gen_MW | 2 | 16 | 6 | 0
P_gen_MW | 2 | 16 | 7 | 0
P_gen_MW | 2 | 16 | 8 | 0
P_gen_MW | 2 | 16 | 9 | 0
P_gen_MW | 2 | 16 | 10 | 0
P_gen_MW | 2 | 16 | 11 | 0
P_gen_MW | 2 | 16 | 12 | 0
P_gen_MW | 2 | 16 | 13 | 0
P_gen_MW | 2 | 16 | 14 | 0
P_gen_MW | 2 | 16 | 15 | 0
P_gen_MW | 2 | 16 | 16 | 0
P_gen_MW | 2 | 16 | 17 | 0
P_gen_MW | 2 | 16 | 18 | 0
P_gen_MW | 2 | 16 | 19 | 0
P_gen_MW | 2 | 16 | 20 | 0
P_gen_MW | 2 | 16 | 21 | 0
P_gen_MW | 2 | 16 | 22 | 0
P_gen_MW | 2 | 16 | 23 | 0
P_gen_MW | 2 | 16 | 24 | 0
P_gen_MW | 2 | 17 | 1 | 0
P_gen_MW | 2 | 17 | 2 | 0
P_gen_MW | 2 | 17 | 3 | 0
P_gen_MW | 2 | 17 | 4 | 0
P_gen_MW | 2 | 17 | 5 | 0
P_gen_MW | 2 | 17 | 6 | 0
P_gen_MW | 2 | 17 | 7 | 0
P_gen_MW | 2 | 17 | 8 | 0
P_gen_MW | 2 | 17 | 9 | 0
P_gen_MW | 2 | 17 | 10 | 0
P_gen_MW | 2 | 17 | 11 | 0
P_gen_MW | 2 | 17 | 12 | 0
P_gen_MW | 2 | 17 | 13 | 0
P_gen_MW | 2 | 17 | 14 | 0
P_gen_MW | 2 | 17 | 15 | 0
P_gen_MW | 2 | 17 | 16 | 0
P_gen_MW | 2 | 17 | 17 | 0
P_gen_MW | 2 | 17 | 18 | 0
P_gen_MW | 2 | 17 | 19 | 0
P_gen_MW | 2 | 17 | 20 | 0
P_gen_MW | 2 | 17 | 21 | 0
P_gen_MW | 2 | 17 | 22 | 0
P_gen_MW | 2 | 17 | 23 | 0
P_gen_MW | 2 | 17 | 24 | 0
P_gen_MW | 2 | 18 | 1 | 0
P_gen_MW | 2 | 18 | 2 | 0
P_gen_MW | 2 | 18 | 3 | 0
P_gen_MW | 2 | 18 | 4 | 0
P_gen_MW | 2 | 18 | 5 | 0
P_gen_MW | 2 | 18 | 6 | 0.058824
P_gen_MW | 2 | 18 | 7 | 0.058824
P_gen_MW | 2 | 18 | 8 | 0.11765
P_gen_MW | 2 | 18 | 9 | 0.29412
P_gen_MW | 2 | 18 | 10 | 0.47059
P_gen_MW | 2 | 18 | 11 | 0.70588
P_gen_MW | 2 | 18 | 12 | 0.88235
P_gen_MW | 2 | 18 | 13 | 1
P_gen_MW | 2 | 18 | 14 | 0.88235
P_gen_MW | 2 | 18 | 15 | 0.82353
P_gen_MW | 2 | 18 | 16 | 0.58824
P_gen_MW | 2 | 18 | 17 | 0.47059
P_gen_MW | 2 | 18 | 18 | 0.29412
P_gen_MW | 2 | 18 | 19 | 0.11765
P_gen_MW | 2 | 18 | 20 | 0
P_gen_MW | 2 | 18 | 21 | 0
P_gen_MW | 2 | 18 | 22 | 0
P_gen_MW | 2 | 18 | 23 | 0
P_gen_MW | 2 | 18 | 24 | 0
P_gen_MW | 2 | 19 | 1 | 0
P_gen_MW | 2 | 19 | 2 | 0
P_gen_MW | 2 | 19 | 3 | 0
P_gen_MW | 2 | 19 | 4 | 0
P_gen_MW | 2 | 19 | 5 | 0
P_gen_MW | 2 | 19 | 6 | 0
P_gen_MW | 2 | 19 | 7 | 0
P_gen_MW | 2 | 19 | 8 | 0
P_gen_MW | 2 | 19 | 9 | 0
P_gen_MW | 2 | 19 | 10 | 0
P_gen_MW | 2 | 19 | 11 | 0
P_gen_MW | 2 | 19 | 12 | 0
P_gen_MW | 2 | 19 | 13 | 0
P_gen_MW | 2 | 19 | 14 | 0
P_gen_MW | 2 | 19 | 15 | 0
P_gen_MW | 2 | 19 | 16 | 0
P_gen_MW | 2 | 19 | 17 | 0
P_gen_MW | 2 | 19 | 18 | 0
P_gen_MW | 2 | 19 | 19 | 0
P_gen_MW | 2 | 19 | 20 | 0
P_gen_MW | 2 | 19 | 21 | 0
P_gen_MW | 2 | 19 | 22 | 0
P_gen_MW | 2 | 19 | 23 | 0
P_gen_MW | 2 | 19 | 24 | 0
P_gen_MW | 2 | 20 | 1 | 0
P_gen_MW | 2 | 20 | 2 | 0
P_gen_MW | 2 | 20 | 3 | 0
P_gen_MW | 2 | 20 | 4 | 0
P_gen_MW | 2 | 20 | 5 | 0
P_gen_MW | 2 | 20 | 6 | 0
P_gen_MW | 2 | 20 | 7 | 0
P_gen_MW | 2 | 20 | 8 | 0
P_gen_MW | 2 | 20 | 9 | 0
P_gen_MW | 2 | 20 | 10 | 0
P_gen_MW | 2 | 20 | 11 | 0
P_gen_MW | 2 | 20 | 12 | 0
P_gen_MW | 2 | 20 | 13 | 0
P_gen_MW | 2 | 20 | 14 | 0
P_gen_MW | 2 | 20 | 15 | 0
P_gen_MW | 2 | 20 | 16 | 0
P_gen_MW | 2 | 20 | 17 | 0
P_gen_MW | 2 | 20 | 18 | 0
P_gen_MW | 2 | 20 | 19 | 0
P_gen_MW | 2 | 20 | 20 | 0
P_gen_MW | 2 | 20 | 21 | 0
P_gen_MW | 2 | 20 | 22 | 0
P_gen_MW | 2 | 20 | 23 | 0
P_gen_MW | 2 | 20 | 24 | 0
P_gen_MW | 2 | 21 | 1 | 0
P_gen_MW | 2 | 21 | 2 | 0
P_gen_MW | 2 | 21 | 3 | 0
P_gen_MW | 2 | 21 | 4 | 0
P_gen_MW | 2 | 21 | 5 | 0
P_gen_MW | 2 | 21 | 6 | 0
P_gen_MW | 2 | 21 | 7 | 0
P_gen_MW | 2 | 21 | 8 | 0
P_gen_MW | 2 | 21 | 9 | 0
P_gen_MW | 2 | 21 | 10 | 0
P_gen_MW | 2 | 21 | 11 | 0
P_gen_MW | 2 | 21 | 12 | 0
P_gen_MW | 2 | 21 | 13 | 0
P_gen_MW | 2 | 21 | 14 | 0
P_gen_MW | 2 | 21 | 15 | 0
P_gen_MW | 2 | 21 | 16 | 0
P_gen_MW | 2 | 21 | 17 | 0
P_gen_MW | 2 | 21 | 18 | 0
P_gen_MW | 2 | 21 | 19 | 0
P_gen_MW | 2 | 21 | 20 | 0
P_gen_MW | 2 | 21 | 21 | 0
P_gen_MW | 2 | 21 | 22 | 0
P_gen_MW | 2 | 21 | 23 | 0
P_gen_MW | 2 | 21 | 24 | 0
P_gen_MW | 2 | 22 | 1 | 0
P_gen_MW | 2 | 22 | 2 | 0
P_gen_MW | 2 | 22 | 3 | 0
P_gen_MW | 2 | 22 | 4 | 0
P_gen_MW | 2 | 22 | 5 | 0
P_gen_MW | 2 | 22 | 6 | 0
P_gen_MW | 2 | 22 | 7 | 0
P_gen_MW | 2 | 22 | 8 | 0
P_gen_MW | 2 | 22 | 9 | 0
P_gen_MW | 2 | 22 | 10 | 0
P_gen_MW | 2 | 22 | 11 | 0
P_gen_MW | 2 | 22 | 12 | 0
P_gen_MW | 2 | 22 | 13 | 0
P_gen_MW | 2 | 22 | 14 | 0
P_gen_MW | 2 | 22 | 15 | 0
P_gen_MW | 2 | 22 | 16 | 0
P_gen_MW | 2 | 22 | 17 | 0
P_gen_MW | 2 | 22 | 18 | 0
P_gen_MW | 2 | 22 | 19 | 0
P_gen_MW | 2 | 22 | 20 | 0
P_gen_MW | 2 | 22 | 21 | 0
P_gen_MW | 2 | 22 | 22 | 0
P_gen_MW | 2 | 22 | 23 | 0
P_gen_MW | 2 | 22 | 24 | 0
P_gen_MW | 2 | 23 | 1 | 0
P_gen_MW | 2 | 23 | 2 | 0
P_gen_MW | 2 | 23 | 3 | 0
P_gen_MW | 2 | 23 | 4 | 0
P_gen_MW | 2 | 23 | 5 | 0
P_gen_MW | 2 | 23 | 6 | 0
P_gen_MW | 2 | 23 | 7 | 0
P_gen_MW | 2 | 23 | 8 | 0
P_gen_MW | 2 | 23 | 9 | 0
P_gen_MW | 2 | 23 | 10 | 0
P_gen_MW | 2 | 23 | 11 | 0
P_gen_MW | 2 | 23 | 12 | 0
P_gen_MW | 2 | 23 | 13 | 0
P_gen_MW | 2 | 23 | 14 | 0
P_gen_MW | 2 | 23 | 15 | 0
P_gen_MW | 2 | 23 | 16 | 0
P_gen_MW | 2 | 23 | 17 | 0
P_gen_MW | 2 | 23 | 18 | 0
P_gen_MW | 2 | 23 | 19 | 0
P_gen_MW | 2 | 23 | 20 | 0
P_gen_MW | 2 | 23 | 21 | 0
P_gen_MW | 2 | 23 | 22 | 0
P_gen_MW | 2 | 23 | 23 | 0
P_gen_MW | 2 | 23 | 24 | 0
P_gen_MW | 2 | 24 | 1 | 0
P_gen_MW | 2 | 24 | 2 | 0
P_gen_MW | 2 | 24 | 3 | 0
P_gen_MW | 2 | 24 | 4 | 0
P_gen_MW | 2 | 24 | 5 | 0
P_gen_MW | 2 | 24 | 6 | 0
P_gen_MW | 2 | 24 | 7 | 0
P_gen_MW | 2 | 24 | 8 | 0
P_gen_MW | 2 | 24 | 9 | 0
P_gen_MW | 2 | 24 | 10 | 0
P_gen_MW | 2 | 24 | 11 | 0
P_gen_MW | 2 | 24 | 12 | 0
P_gen_MW | 2 | 24 | 13 | 0
P_gen_MW | 2 | 24 | 14 | 0
P_gen_MW | 2 | 24 | 15 | 0
P_gen_MW | 2 | 24 | 16 | 0
P_gen_MW | 2 | 24 | 17 | 0
P_gen_MW | 2 | 24 | 18 | 0
P_gen_MW | 2 | 24 | 19 | 0
P_gen_MW | 2 | 24 | 20 | 0
P_gen_MW | 2 | 24 | 21 | 0
P_gen_MW | 2 | 24 | 22 | 0
P_gen_MW | 2 | 24 | 23 | 0
P_gen_MW | 2 | 24 | 24 | 0
P_gen_MW | 2 | 25 | 1 | 0
P_gen_MW | 2 | 25 | 2 | 0
P_gen_MW | 2 | 25 | 3 | 0
P_gen_MW | 2 | 25 | 4 | 0
P_gen_MW | 2 | 25 | 5 | 0
P_gen_MW | 2 | 25 | 6 | 0
P_gen_MW | 2 | 25 | 7 | 0
P_gen_MW | 2 | 25 | 8 | 0
P_gen_MW | 2 | 25 | 9 | 0
P_gen_MW | 2 | 25 | 10 | 0
P_gen_MW | 2 | 25 | 11 | 0
P_gen_MW | 2 | 25 | 12 | 0
P_gen_MW | 2 | 25 | 13 | 0
P_gen_MW | 2 | 25 | 14 | 0
P_gen_MW | 2 | 25 | 15 | 0
P_gen_MW | 2 | 25 | 16 | 0
P_gen_MW | 2 | 25 | 17 | 0
P_gen_MW | 2 | 25 | 18 | 0
P_gen_MW | 2 | 25 | 19 | 0
P_gen_MW | 2 | 25 | 20 | 0
P_gen_MW | 2 | 25 | 21 | 0
P_gen_MW | 2 | 25 | 22 | 0
P_gen_MW | 2 | 25 | 23 | 0
P_gen_MW | 2 | 25 | 24 | 0
P_gen_MW | 2 | 26 | 1 | 0
P_gen_MW | 2 | 26 | 2 | 0
P_gen_MW | 2 | 26 | 3 | 0
P_gen_MW | 2 | 26 | 4 | 0
P_gen_MW | 2 | 26 | 5 | 0
P_gen_MW | 2 | 26 | 6 | 0
P_gen_MW | 2 | 26 | 7 | 0
P_gen_MW | 2 | 26 | 8 | 0
P_gen_MW | 2 | 26 | 9 | 0
P_gen_MW | 2 | 26 | 10 | 0
P_gen_MW | 2 | 26 | 11 | 0
P_gen_MW | 2 | 26 | 12 | 0
P_gen_MW | 2 | 26 | 13 | 0
P_gen_MW | 2 | 26 | 14 | 0
P_gen_MW | 2 | 26 | 15 | 0
P_gen_MW | 2 | 26 | 16 | 0
P_gen_MW | 2 | 26 | 17 | 0
P_gen_MW | 2 | 26 | 18 | 0
P_gen_MW | 2 | 26 | 19 | 0
P_gen_MW | 2 | 26 | 20 | 0
P_gen_MW | 2 | 26 | 21 | 0
P_gen_MW | 2 | 26 | 22 | 0
P_gen_MW | 2 | 26 | 23 | 0
P_gen_MW | 2 | 26 | 24 | 0
P_gen_MW | 2 | 27 | 1 | 0
P_gen_MW | 2 | 27 | 2 | 0
P_gen_MW | 2 | 27 | 3 | 0
P_gen_MW | 2 | 27 | 4 | 0
P_gen_MW | 2 | 27 | 5 | 0
P_gen_MW | 2 | 27 | 6 | 0
P_gen_MW | 2 | 27 | 7 | 0
P_gen_MW | 2 | 27 | 8 | 0
P_gen_MW | 2 | 27 | 9 | 0
P_gen_MW | 2 | 27 | 10 | 0
P_gen_MW | 2 | 27 | 11 | 0
P_gen_MW | 2 | 27 | 12 | 0
P_gen_MW | 2 | 27 | 13 | 0
P_gen_MW | 2 | 27 | 14 | 0
P_gen_MW | 2 | 27 | 15 | 0
P_gen_MW | 2 | 27 | 16 | 0
P_gen_MW | 2 | 27 | 17 | 0
P_gen_MW | 2 | 27 | 18 | 0
P_gen_MW | 2 | 27 | 19 | 0
P_gen_MW | 2 | 27 | 20 | 0
P_gen_MW | 2 | 27 | 21 | 0
P_gen_MW | 2 | 27 | 22 | 0
P_gen_MW | 2 | 27 | 23 | 0
P_gen_MW | 2 | 27 | 24 | 0
P_gen_MW | 2 | 28 | 1 | 0
P_gen_MW | 2 | 28 | 2 | 0
P_gen_MW | 2 | 28 | 3 | 0
P_gen_MW | 2 | 28 | 4 | 0
P_gen_MW | 2 | 28 | 5 | 0
P_gen_MW | 2 | 28 | 6 | 0
P_gen_MW | 2 | 28 | 7 | 0
P_gen_MW | 2 | 28 | 8 | 0
P_gen_MW | 2 | 28 | 9 | 0
P_gen_MW | 2 | 28 | 10 | 0
P_gen_MW | 2 | 28 | 11 | 0
P_gen_MW | 2 | 28 | 12 | 0
P_gen_MW | 2 | 28 | 13 | 0
P_gen_MW | 2 | 28 | 14 | 0
P_gen_MW | 2 | 28 | 15 | 0
P_gen_MW | 2 | 28 | 16 | 0
P_gen_MW | 2 | 28 | 17 | 0
P_gen_MW | 2 | 28 | 18 | 0
P_gen_MW | 2 | 28 | 19 | 0
P_gen_MW | 2 | 28 | 20 | 0
P_gen_MW | 2 | 28 | 21 | 0
P_gen_MW | 2 | 28 | 22 | 0
P_gen_MW | 2 | 28 | 23 | 0
P_gen_MW | 2 | 28 | 24 | 0
P_gen_MW | 2 | 29 | 1 | 0
P_gen_MW | 2 | 29 | 2 | 0
P_gen_MW | 2 | 29 | 3 | 0
P_gen_MW | 2 | 29 | 4 | 0
P_gen_MW | 2 | 29 | 5 | 0
P_gen_MW | 2 | 29 | 6 | 0
P_gen_MW | 2 | 29 | 7 | 0
P_gen_MW | 2 | 29 | 8 | 0
P_gen_MW | 2 | 29 | 9 | 0
P_gen_MW | 2 | 29 | 10 | 0
P_gen_MW | 2 | 29 | 11 | 0
P_gen_MW | 2 | 29 | 12 | 0
P_gen_MW | 2 | 29 | 13 | 0
P_gen_MW | 2 | 29 | 14 | 0
P_gen_MW | 2 | 29 | 15 | 0
P_gen_MW | 2 | 29 | 16 | 0
P_gen_MW | 2 | 29 | 17 | 0
P_gen_MW | 2 | 29 | 18 | 0
P_gen_MW | 2 | 29 | 19 | 0
P_gen_MW | 2 | 29 | 20 | 0
P_gen_MW | 2 | 29 | 21 | 0
P_gen_MW | 2 | 29 | 22 | 0
P_gen_MW | 2 | 29 | 23 | 0
P_gen_MW | 2 | 29 | 24 | 0
P_gen_MW | 2 | 30 | 1 | 0
P_gen_MW | 2 | 30 | 2 | 0
P_gen_MW | 2 | 30 | 3 | 0
P_gen_MW | 2 | 30 | 4 | 0
P_gen_MW | 2 | 30 | 5 | 0
P_gen_MW | 2 | 30 | 6 | 0
P_gen_MW | 2 | 30 | 7 | 0
P_gen_MW | 2 | 30 | 8 | 0
P_gen_MW | 2 | 30 | 9 | 0
P_gen_MW | 2 | 30 | 10 | 0
P_gen_MW | 2 | 30 | 11 | 0
P_gen_MW | 2 | 30 | 12 | 0
P_gen_MW | 2 | 30 | 13 | 0
P_gen_MW | 2 | 30 | 14 | 0
P_gen_MW | 2 | 30 | 15 | 0
P_gen_MW | 2 | 30 | 16 | 0
P_gen_MW | 2 | 30 | 17 | 0
P_gen_MW | 2 | 30 | 18 | 0
P_gen_MW | 2 | 30 | 19 | 0
P_gen_MW | 2 | 30 | 20 | 0
P_gen_MW | 2 | 30 | 21 | 0
P_gen_MW | 2 | 30 | 22 | 0
P_gen_MW | 2 | 30 | 23 | 0
P_gen_MW | 2 | 30 | 24 | 0
P_gen_MW | 2 | 31 | 1 | 0
P_gen_MW | 2 | 31 | 2 | 0
P_gen_MW | 2 | 31 | 3 | 0
P_gen_MW | 2 | 31 | 4 | 0
P_gen_MW | 2 | 31 | 5 | 0
P_gen_MW | 2 | 31 | 6 | 0
P_gen_MW | 2 | 31 | 7 | 0
P_gen_MW | 2 | 31 | 8 | 0
P_gen_MW | 2 | 31 | 9 | 0
P_gen_MW | 2 | 31 | 10 | 0
P_gen_MW | 2 | 31 | 11 | 0
P_gen_MW | 2 | 31 | 12 | 0
P_gen_MW | 2 | 31 | 13 | 0
P_gen_MW | 2 | 31 | 14 | 0
P_gen_MW | 2 | 31 | 15 | 0
P_gen_MW | 2 | 31 | 16 | 0
P_gen_MW | 2 | 31 | 17 | 0
P_gen_MW | 2 | 31 | 18 | 0
P_gen_MW | 2 | 31 | 19 | 0
P_gen_MW | 2 | 31 | 20 | 0
P_gen_MW | 2 | 31 | 21 | 0
P_gen_MW | 2 | 31 | 22 | 0
P_gen_MW | 2 | 31 | 23 | 0
P_gen_MW | 2 | 31 | 24 | 0
P_gen_MW | 2 | 32 | 1 | 0
P_gen_MW | 2 | 32 | 2 | 0
P_gen_MW | 2 | 32 | 3 | 0
P_gen_MW | 2 | 32 | 4 | 0
P_gen_MW | 2 | 32 | 5 | 0
P_gen_MW | 2 | 32 | 6 | 0
P_gen_MW | 2 | 32 | 7 | 0
P_gen_MW | 2 | 32 | 8 | 0
P_gen_MW | 2 | 32 | 9 | 0
P_gen_MW | 2 | 32 | 10 | 0
P_gen_MW | 2 | 32 | 11 | 0
P_gen_MW | 2 | 32 | 12 | 0
P_gen_MW | 2 | 32 | 13 | 0
P_gen_MW | 2 | 32 | 14 | 0
P_gen_MW | 2 | 32 | 15 | 0
P_gen_MW | 2 | 32 | 16 | 0
P_gen_MW | 2 | 32 | 17 | 0
P_gen_MW | 2 | 32 | 18 | 0
P_gen_MW | 2 | 32 | 19 | 0
P_gen_MW | 2 | 32 | 20 | 0
P_gen_MW | 2 | 32 | 21 | 0
P_gen_MW | 2 | 32 | 22 | 0
P_gen_MW | 2 | 32 | 23 | 0
P_gen_MW | 2 | 32 | 24 | 0
P_gen_MW | 2 | 33 | 1 | 0
P_gen_MW | 2 | 33 | 2 | 0
P_gen_MW | 2 | 33 | 3 | 0
P_gen_MW | 2 | 33 | 4 | 0
P_gen_MW | 2 | 33 | 5 | 0
P_gen_MW | 2 | 33 | 6 | 0
P_gen_MW | 2 | 33 | 7 | 0
P_gen_MW | 2 | 33 | 8 | 0
P_gen_MW | 2 | 33 | 9 | 0
P_gen_MW | 2 | 33 | 10 | 0
P_gen_MW | 2 | 33 | 11 | 0
P_gen_MW | 2 | 33 | 12 | 0
P_gen_MW | 2 | 33 | 13 | 0
P_gen_MW | 2 | 33 | 14 | 0
P_gen_MW | 2 | 33 | 15 | 0
P_gen_MW | 2 | 33 | 16 | 0
P_gen_MW | 2 | 33 | 17 | 0
P_gen_MW | 2 | 33 | 18 | 0
P_gen_MW | 2 | 33 | 19 | 0
P_gen_MW | 2 | 33 | 20 | 0
P_gen_MW | 2 | 33 | 21 | 0
P_gen_MW | 2 | 33 | 22 | 0
P_gen_MW | 2 | 33 | 23 | 0
P_gen_MW | 2 | 33 | 24 | 0
P_gen_MW | 3 | 1 | 1 | 0
P_gen_MW | 3 | 1 | 2 | 0
P_gen_MW | 3 | 1 | 3 | 0
P_gen_MW | 3 | 1 | 4 | 0
P_gen_MW | 3 | 1 | 5 | 0
P_gen_MW | 3 | 1 | 6 | 0
P_gen_MW | 3 | 1 | 7 | 0
P_gen_MW | 3 | 1 | 8 | 0
P_gen_MW | 3 | 1 | 9 | 0
P_gen_MW | 3 | 1 | 10 | 0
P_gen_MW | 3 | 1 | 11 | 0
P_gen_MW | 3 | 1 | 12 | 0
P_gen_MW | 3 | 1 | 13 | 0
P_gen_MW | 3 | 1 | 14 | 0
P_gen_MW | 3 | 1 | 15 | 0
P_gen_MW | 3 | 1 | 16 | 0
P_gen_MW | 3 | 1 | 17 | 0
P_gen_MW | 3 | 1 | 18 | 0
P_gen_MW | 3 | 1 | 19 | 0
P_gen_MW | 3 | 1 | 20 | 0
P_gen_MW | 3 | 1 | 21 | 0
P_gen_MW | 3 | 1 | 22 | 0
P_gen_MW | 3 | 1 | 23 | 0
P_gen_MW | 3 | 1 | 24 | 0
P_gen_MW | 3 | 2 | 1 | 0
P_gen_MW | 3 | 2 | 2 | 0
P_gen_MW | 3 | 2 | 3 | 0
P_gen_MW | 3 | 2 | 4 | 0
P_gen_MW | 3 | 2 | 5 | 0
P_gen_MW | 3 | 2 | 6 | 0
P_gen_MW | 3 | 2 | 7 | 0
P_gen_MW | 3 | 2 | 8 | 0
P_gen_MW | 3 | 2 | 9 | 0
P_gen_MW | 3 | 2 | 10 | 0
P_gen_MW | 3 | 2 | 11 | 0
P_gen_MW | 3 | 2 | 12 | 0
P_gen_MW | 3 | 2 | 13 | 0
P_gen_MW | 3 | 2 | 14 | 0
P_gen_MW | 3 | 2 | 15 | 0
P_gen_MW | 3 | 2 | 16 | 0
P_gen_MW | 3 | 2 | 17 | 0
P_gen_MW | 3 | 2 | 18 | 0
P_gen_MW | 3 | 2 | 19 | 0
P_gen_MW | 3 | 2 | 20 | 0
P_gen_MW | 3 | 2 | 21 | 0
P_gen_MW | 3 | 2 | 22 | 0
P_gen_MW | 3 | 2 | 23 | 0
P_gen_MW | 3 | 2 | 24 | 0
P_gen_MW | 3 | 3 | 1 | 0
P_gen_MW | 3 | 3 | 2 | 0
P_gen_MW | 3 | 3 | 3 | 0
P_gen_MW | 3 | 3 | 4 | 0
P_gen_MW | 3 | 3 | 5 | 0
P_gen_MW | 3 | 3 | 6 | 0
P_gen_MW | 3 | 3 | 7 | 0
P_gen_MW | 3 | 3 | 8 | 0
P_gen_MW | 3 | 3 | 9 | 0
P_gen_MW | 3 | 3 | 10 | 0
P_gen_MW | 3 | 3 | 11 | 0
P_gen_MW | 3 | 3 | 12 | 0
P_gen_MW | 3 | 3 | 13 | 0
P_gen_MW | 3 | 3 | 14 | 0
P_gen_MW | 3 | 3 | 15 | 0
P_gen_MW | 3 | 3 | 16 | 0
P_gen_MW | 3 | 3 | 17 | 0
P_gen_MW | 3 | 3 | 18 | 0
P_gen_MW | 3 | 3 | 19 | 0
P_gen_MW | 3 | 3 | 20 | 0
P_gen_MW | 3 | 3 | 21 | 0
P_gen_MW | 3 | 3 | 22 | 0
P_gen_MW | 3 | 3 | 23 | 0
P_gen_MW | 3 | 3 | 24 | 0
P_gen_MW | 3 | 4 | 1 | 0
P_gen_MW | 3 | 4 | 2 | 0
P_gen_MW | 3 | 4 | 3 | 0
P_gen_MW | 3 | 4 | 4 | 0
P_gen_MW | 3 | 4 | 5 | 0
P_gen_MW | 3 | 4 | 6 | 0
P_gen_MW | 3 | 4 | 7 | 0
P_gen_MW | 3 | 4 | 8 | 0
P_gen_MW | 3 | 4 | 9 | 0
P_gen_MW | 3 | 4 | 10 | 0
P_gen_MW | 3 | 4 | 11 | 0
P_gen_MW | 3 | 4 | 12 | 0
P_gen_MW | 3 | 4 | 13 | 0
P_gen_MW | 3 | 4 | 14 | 0
P_gen_MW | 3 | 4 | 15 | 0
P_gen_MW | 3 | 4 | 16 | 0
P_gen_MW | 3 | 4 | 17 | 0
P_gen_MW | 3 | 4 | 18 | 0
P_gen_MW | 3 | 4 | 19 | 0
P_gen_MW | 3 | 4 | 20 | 0
P_gen_MW | 3 | 4 | 21 | 0
P_gen_MW | 3 | 4 | 22 | 0
P_gen_MW | 3 | 4 | 23 | 0
P_gen_MW | 3 | 4 | 24 | 0
P_gen_MW | 3 | 5 | 1 | 0
P_gen_MW | 3 | 5 | 2 | 0
P_gen_MW | 3 | 5 | 3 | 0
P_gen_MW | 3 | 5 | 4 | 0
P_gen_MW | 3 | 5 | 5 | 0
P_gen_MW | 3 | 5 | 6 | 0
P_gen_MW | 3 | 5 | 7 | 0
P_gen_MW | 3 | 5 | 8 | 0
P_gen_MW | 3 | 5 | 9 | 0
P_gen_MW | 3 | 5 | 10 | 0
P_gen_MW | 3 | 5 | 11 | 0
P_gen_MW | 3 | 5 | 12 | 0
P_gen_MW | 3 | 5 | 13 | 0
P_gen_MW | 3 | 5 | 14 | 0
P_gen_MW | 3 | 5 | 15 | 0
P_gen_MW | 3 | 5 | 16 | 0
P_gen_MW | 3 | 5 | 17 | 0
P_gen_MW | 3 | 5 | 18 | 0
P_gen_MW | 3 | 5 | 19 | 0
P_gen_MW | 3 | 5 | 20 | 0
P_gen_MW | 3 | 5 | 21 | 0
P_gen_MW | 3 | 5 | 22 | 0
P_gen_MW | 3 | 5 | 23 | 0
P_gen_MW | 3 | 5 | 24 | 0
P_gen_MW | 3 | 6 | 1 | 0
P_gen_MW | 3 | 6 | 2 | 0
P_gen_MW | 3 | 6 | 3 | 0
P_gen_MW | 3 | 6 | 4 | 0
P_gen_MW | 3 | 6 | 5 | 0
P_gen_MW | 3 | 6 | 6 | 0
P_gen_MW | 3 | 6 | 7 | 0
P_gen_MW | 3 | 6 | 8 | 0
P_gen_MW | 3 | 6 | 9 | 0
P_gen_MW | 3 | 6 | 10 | 0
P_gen_MW | 3 | 6 | 11 | 0
P_gen_MW | 3 | 6 | 12 | 0
P_gen_MW | 3 | 6 | 13 | 0
P_gen_MW | 3 | 6 | 14 | 0
P_gen_MW | 3 | 6 | 15 | 0
P_gen_MW | 3 | 6 | 16 | 0
P_gen_MW | 3 | 6 | 17 | 0
P_gen_MW | 3 | 6 | 18 | 0
P_gen_MW | 3 | 6 | 19 | 0
P_gen_MW | 3 | 6 | 20 | 0
P_gen_MW | 3 | 6 | 21 | 0
P_gen_MW | 3 | 6 | 22 | 0
P_gen_MW | 3 | 6 | 23 | 0
P_gen_MW | 3 | 6 | 24 | 0
P_gen_MW | 3 | 7 | 1 | 0
P_gen_MW | 3 | 7 | 2 | 0
P_gen_MW | 3 | 7 | 3 | 0
P_gen_MW | 3 | 7 | 4 | 0
P_gen_MW | 3 | 7 | 5 | 0
P_gen_MW | 3 | 7 | 6 | 0
P_gen_MW | 3 | 7 | 7 | 0
P_gen_MW | 3 | 7 | 8 | 0
P_gen_MW | 3 | 7 | 9 | 0
P_gen_MW | 3 | 7 | 10 | 0
P_gen_MW | 3 | 7 | 11 | 0
P_gen_MW | 3 | 7 | 12 | 0
P_gen_MW | 3 | 7 | 13 | 0
P_gen_MW | 3 | 7 | 14 | 0
P_gen_MW | 3 | 7 | 15 | 0
P_gen_MW | 3 | 7 | 16 | 0
P_gen_MW | 3 | 7 | 17 | 0
P_gen_MW | 3 | 7 | 18 | 0
P_gen_MW | 3 | 7 | 19 | 0
P_gen_MW | 3 | 7 | 20 | 0
P_gen_MW | 3 | 7 | 21 | 0
P_gen_MW | 3 | 7 | 22 | 0
P_gen_MW | 3 | 7 | 23 | 0
P_gen_MW | 3 | 7 | 24 | 0
P_gen_MW | 3 | 8 | 1 | 0
P_gen_MW | 3 | 8 | 2 | 0
P_gen_MW | 3 | 8 | 3 | 0
P_gen_MW | 3 | 8 | 4 | 0
P_gen_MW | 3 | 8 | 5 | 0
P_gen_MW | 3 | 8 | 6 | 0
P_gen_MW | 3 | 8 | 7 | 0
P_gen_MW | 3 | 8 | 8 | 0
P_gen_MW | 3 | 8 | 9 | 0
P_gen_MW | 3 | 8 | 10 | 0
P_gen_MW | 3 | 8 | 11 | 0
P_gen_MW | 3 | 8 | 12 | 0
P_gen_MW | 3 | 8 | 13 | 0
P_gen_MW | 3 | 8 | 14 | 0
P_gen_MW | 3 | 8 | 15 | 0
P_gen_MW | 3 | 8 | 16 | 0
P_gen_MW | 3 | 8 | 17 | 0
P_gen_MW | 3 | 8 | 18 | 0
P_gen_MW | 3 | 8 | 19 | 0
P_gen_MW | 3 | 8 | 20 | 0
P_gen_MW | 3 | 8 | 21 | 0
P_gen_MW | 3 | 8 | 22 | 0
P_gen_MW | 3 | 8 | 23 | 0
P_gen_MW | 3 | 8 | 24 | 0
P_gen_MW | 3 | 9 | 1 | 0
P_gen_MW | 3 | 9 | 2 | 0
P_gen_MW | 3 | 9 | 3 | 0
P_gen_MW | 3 | 9 | 4 | 0
P_gen_MW | 3 | 9 | 5 | 0
P_gen_MW | 3 | 9 | 6 | 0
P_gen_MW | 3 | 9 | 7 | 0
P_gen_MW | 3 | 9 | 8 | 0
P_gen_MW | 3 | 9 | 9 | 0
P_gen_MW | 3 | 9 | 10 | 0
P_gen_MW | 3 | 9 | 11 | 0
P_gen_MW | 3 | 9 | 12 | 0
P_gen_MW | 3 | 9 | 13 | 0
P_gen_MW | 3 | 9 | 14 | 0
P_gen_MW | 3 | 9 | 15 | 0
P_gen_MW | 3 | 9 | 16 | 0
P_gen_MW | 3 | 9 | 17 | 0
P_gen_MW | 3 | 9 | 18 | 0
P_gen_MW | 3 | 9 | 19 | 0
P_gen_MW | 3 | 9 | 20 | 0
P_gen_MW | 3 | 9 | 21 | 0
P_gen_MW | 3 | 9 | 22 | 0
P_gen_MW | 3 | 9 | 23 | 0
P_gen_MW | 3 | 9 | 24 | 0
P_gen_MW | 3 | 10 | 1 | 0
P_gen_MW | 3 | 10 | 2 | 0
P_gen_MW | 3 | 10 | 3 | 0
P_gen_MW | 3 | 10 | 4 | 0
P_gen_MW | 3 | 10 | 5 | 0
P_gen_MW | 3 | 10 | 6 | 0
P_gen_MW | 3 | 10 | 7 | 0
P_gen_MW | 3 | 10 | 8 | 0
P_gen_MW | 3 | 10 | 9 | 0
P_gen_MW | 3 | 10 | 10 | 0
P_gen_MW | 3 | 10 | 11 | 0
P_gen_MW | 3 | 10 | 12 | 0
P_gen_MW | 3 | 10 | 13 | 0
P_gen_MW | 3 | 10 | 14 | 0
P_gen_MW | 3 | 10 | 15 | 0
P_gen_MW | 3 | 10 | 16 | 0
P_gen_MW | 3 | 10 | 17 | 0
P_gen_MW | 3 | 10 | 18 | 0
P_gen_MW | 3 | 10 | 19 | 0
P_gen_MW | 3 | 10 | 20 | 0
P_gen_MW | 3 | 10 | 21 | 0
P_gen_MW | 3 | 10 | 22 | 0
P_gen_MW | 3 | 10 | 23 | 0
P_gen_MW | 3 | 10 | 24 | 0
P_gen_MW | 3 | 11 | 1 | 0
P_gen_MW | 3 | 11 | 2 | 0
P_gen_MW | 3 | 11 | 3 | 0
P_gen_MW | 3 | 11 | 4 | 0
P_gen_MW | 3 | 11 | 5 | 0
P_gen_MW | 3 | 11 | 6 | 0
P_gen_MW | 3 | 11 | 7 | 0
P_gen_MW | 3 | 11 | 8 | 0
P_gen_MW | 3 | 11 | 9 | 0
P_gen_MW | 3 | 11 | 10 | 0
P_gen_MW | 3 | 11 | 11 | 0
P_gen_MW | 3 | 11 | 12 | 0
P_gen_MW | 3 | 11 | 13 | 0
P_gen_MW | 3 | 11 | 14 | 0
P_gen_MW | 3 | 11 | 15 | 0
P_gen_MW | 3 | 11 | 16 | 0
P_gen_MW | 3 | 11 | 17 | 0
P_gen_MW | 3 | 11 | 18 | 0
P_gen_MW | 3 | 11 | 19 | 0
P_gen_MW | 3 | 11 | 20 | 0
P_gen_MW | 3 | 11 | 21 | 0
P_gen_MW | 3 | 11 | 22 | 0
P_gen_MW | 3 | 11 | 23 | 0
P_gen_MW | 3 | 11 | 24 | 0
P_gen_MW | 3 | 12 | 1 | 0
P_gen_MW | 3 | 12 | 2 | 0
P_gen_MW | 3 | 12 | 3 | 0
P_gen_MW | 3 | 12 | 4 | 0
P_gen_MW | 3 | 12 | 5 | 0
P_gen_MW | 3 | 12 | 6 | 0
P_gen_MW | 3 | 12 | 7 | 0
P_gen_MW | 3 | 12 | 8 | 0
P_gen_MW | 3 | 12 | 9 | 0
P_gen_MW | 3 | 12 | 10 | 0
P_gen_MW | 3 | 12 | 11 | 0
P_gen_MW | 3 | 12 | 12 | 0
P_gen_MW | 3 | 12 | 13 | 0
P_gen_MW | 3 | 12 | 14 | 0
P_gen_MW | 3 | 12 | 15 | 0
P_gen_MW | 3 | 12 | 16 | 0
P_gen_MW | 3 | 12 | 17 | 0
P_gen_MW | 3 | 12 | 18 | 0
P_gen_MW | 3 | 12 | 19 | 0
P_gen_MW | 3 | 12 | 20 | 0
P_gen_MW | 3 | 12 | 21 | 0
P_gen_MW | 3 | 12 | 22 | 0
P_gen_MW | 3 | 12 | 23 | 0
P_gen_MW | 3 | 12 | 24 | 0
P_gen_MW | 3 | 13 | 1 | 0
P_gen_MW | 3 | 13 | 2 | 0
P_gen_MW | 3 | 13 | 3 | 0
P_gen_MW | 3 | 13 | 4 | 0
P_gen_MW | 3 | 13 | 5 | 0
P_gen_MW | 3 | 13 | 6 | 0
P_gen_MW | 3 | 13 | 7 | 0
P_gen_MW | 3 | 13 | 8 | 0
P_gen_MW | 3 | 13 | 9 | 0
P_gen_MW | 3 | 13 | 10 | 0
P_gen_MW | 3 | 13 | 11 | 0
P_gen_MW | 3 | 13 | 12 | 0
P_gen_MW | 3 | 13 | 13 | 0
P_gen_MW | 3 | 13 | 14 | 0
P_gen_MW | 3 | 13 | 15 | 0
P_gen_MW | 3 | 13 | 16 | 0
P_gen_MW | 3 | 13 | 17 | 0
P_gen_MW | 3 | 13 | 18 | 0
P_gen_MW | 3 | 13 | 19 | 0
P_gen_MW | 3 | 13 | 20 | 0
P_gen_MW | 3 | 13 | 21 | 0
P_gen_MW | 3 | 13 | 22 | 0
P_gen_MW | 3 | 13 | 23 | 0
P_gen_MW | 3 | 13 | 24 | 0
P_gen_MW | 3 | 14 | 1 | 0
P_gen_MW | 3 | 14 | 2 | 0
P_gen_MW | 3 | 14 | 3 | 0
P_gen_MW | 3 | 14 | 4 | 0
P_gen_MW | 3 | 14 | 5 | 0
P_gen_MW | 3 | 14 | 6 | 0
P_gen_MW | 3 | 14 | 7 | 0
P_gen_MW | 3 | 14 | 8 | 0
P_gen_MW | 3 | 14 | 9 | 0
P_gen_MW | 3 | 14 | 10 | 0
P_gen_MW | 3 | 14 | 11 | 0
P_gen_MW | 3 | 14 | 12 | 0
P_gen_MW | 3 | 14 | 13 | 0
P_gen_MW | 3 | 14 | 14 | 0
P_gen_MW | 3 | 14 | 15 | 0
P_gen_MW | 3 | 14 | 16 | 0
P_gen_MW | 3 | 14 | 17 | 0
P_gen_MW | 3 | 14 | 18 | 0
P_gen_MW | 3 | 14 | 19 | 0
P_gen_MW | 3 | 14 | 20 | 0
P_gen_MW | 3 | 14 | 21 | 0
P_gen_MW | 3 | 14 | 22 | 0
P_gen_MW | 3 | 14 | 23 | 0
P_gen_MW | 3 | 14 | 24 | 0
P_gen_MW | 3 | 15 | 1 | 0
P_gen_MW | 3 | 15 | 2 | 0
P_gen_MW | 3 | 15 | 3 | 0
P_gen_MW | 3 | 15 | 4 | 0
P_gen_MW | 3 | 15 | 5 | 0
P_gen_MW | 3 | 15 | 6 | 0
P_gen_MW | 3 | 15 | 7 | 0
P_gen_MW | 3 | 15 | 8 | 0
P_gen_MW | 3 | 15 | 9 | 0
P_gen_MW | 3 | 15 | 10 | 0
P_gen_MW | 3 | 15 | 11 | 0
P_gen_MW | 3 | 15 | 12 | 0
P_gen_MW | 3 | 15 | 13 | 0
P_gen_MW | 3 | 15 | 14 | 0
P_gen_MW | 3 | 15 | 15 | 0
P_gen_MW | 3 | 15 | 16 | 0
P_gen_MW | 3 | 15 | 17 | 0
P_gen_MW | 3 | 15 | 18 | 0
P_gen_MW | 3 | 15 | 19 | 0
P_gen_MW | 3 | 15 | 20 | 0
P_gen_MW | 3 | 15 | 21 | 0
P_gen_MW | 3 | 15 | 22 | 0
P_gen_MW | 3 | 15 | 23 | 0
P_gen_MW | 3 | 15 | 24 | 0
P_gen_MW | 3 | 16 | 1 | 0
P_gen_MW | 3 | 16 | 2 | 0
P_gen_MW | 3 | 16 | 3 | 0
P_gen_MW | 3 | 16 | 4 | 0
P_gen_MW | 3 | 16 | 5 | 0
P_gen_MW | 3 | 16 | 6 | 0
P_gen_MW | 3 | 16 | 7 | 0
P_gen_MW | 3 | 16 | 8 | 0
P_gen_MW | 3 | 16 | 9 | 0
P_gen_MW | 3 | 16 | 10 | 0
P_gen_MW | 3 | 16 | 11 | 0
P_gen_MW | 3 | 16 | 12 | 0
P_gen_MW | 3 | 16 | 13 | 0
P_gen_MW | 3 | 16 | 14 | 0
P_gen_MW | 3 | 16 | 15 | 0
P_gen_MW | 3 | 16 | 16 | 0
P_gen_MW | 3 | 16 | 17 | 0
P_gen_MW | 3 | 16 | 18 | 0
P_gen_MW | 3 | 16 | 19 | 0
P_gen_MW | 3 | 16 | 20 | 0
P_gen_MW | 3 | 16 | 21 | 0
P_gen_MW | 3 | 16 | 22 | 0
P_gen_MW | 3 | 16 | 23 | 0
P_gen_MW | 3 | 16 | 24 | 0
P_gen_MW | 3 | 17 | 1 | 0
P_gen_MW | 3 | 17 | 2 | 0
P_gen_MW | 3 | 17 | 3 | 0
P_gen_MW | 3 | 17 | 4 | 0
P_gen_MW | 3 | 17 | 5 | 0
P_gen_MW | 3 | 17 | 6 | 0
P_gen_MW | 3 | 17 | 7 | 0
P_gen_MW | 3 | 17 | 8 | 0
P_gen_MW | 3 | 17 | 9 | 0
P_gen_MW | 3 | 17 | 10 | 0
P_gen_MW | 3 | 17 | 11 | 0
P_gen_MW | 3 | 17 | 12 | 0
P_gen_MW | 3 | 17 | 13 | 0
P_gen_MW | 3 | 17 | 14 | 0
P_gen_MW | 3 | 17 | 15 | 0
P_gen_MW | 3 | 17 | 16 | 0
P_gen_MW | 3 | 17 | 17 | 0
P_gen_MW | 3 | 17 | 18 | 0
P_gen_MW | 3 | 17 | 19 | 0
P_gen_MW | 3 | 17 | 20 | 0
P_gen_MW | 3 | 17 | 21 | 0
P_gen_MW | 3 | 17 | 22 | 0
P_gen_MW | 3 | 17 | 23 | 0
P_gen_MW | 3 | 17 | 24 | 0
P_gen_MW | 3 | 18 | 1 | 0
P_gen_MW | 3 | 18 | 2 | 0
P_gen_MW | 3 | 18 | 3 | 0
P_gen_MW | 3 | 18 | 4 | 0
P_gen_MW | 3 | 18 | 5 | 0
P_gen_MW | 3 | 18 | 6 | 0
P_gen_MW | 3 | 18 | 7 | 0
P_gen_MW | 3 | 18 | 8 | 0
P_gen_MW | 3 | 18 | 9 | 0
P_gen_MW | 3 | 18 | 10 | 0
P_gen_MW | 3 | 18 | 11 | 0
P_gen_MW | 3 | 18 | 12 | 0
P_gen_MW | 3 | 18 | 13 | 0
P_gen_MW | 3 | 18 | 14 | 0
P_gen_MW | 3 | 18 | 15 | 0
P_gen_MW | 3 | 18 | 16 | 0
P_gen_MW | 3 | 18 | 17 | 0
P_gen_MW | 3 | 18 | 18 | 0
P_gen_MW | 3 | 18 | 19 | 0
P_gen_MW | 3 | 18 | 20 | 0
P_gen_MW | 3 | 18 | 21 | 0
P_gen_MW | 3 | 18 | 22 | 0
P_gen_MW | 3 | 18 | 23 | 0
P_gen_MW | 3 | 18 | 24 | 0
P_gen_MW | 3 | 19 | 1 | 0
P_gen_MW | 3 | 19 | 2 | 0
P_gen_MW | 3 | 19 | 3 | 0
P_gen_MW | 3 | 19 | 4 | 0
P_gen_MW | 3 | 19 | 5 | 0
P_gen_MW | 3 | 19 | 6 | 0
P_gen_MW | 3 | 19 | 7 | 0
P_gen_MW | 3 | 19 | 8 | 0
P_gen_MW | 3 | 19 | 9 | 0
P_gen_MW | 3 | 19 | 10 | 0
P_gen_MW | 3 | 19 | 11 | 0
P_gen_MW | 3 | 19 | 12 | 0
P_gen_MW | 3 | 19 | 13 | 0
P_gen_MW | 3 | 19 | 14 | 0
P_gen_MW | 3 | 19 | 15 | 0
P_gen_MW | 3 | 19 | 16 | 0
P_gen_MW | 3 | 19 | 17 | 0
P_gen_MW | 3 | 19 | 18 | 0
P_gen_MW | 3 | 19 | 19 | 0
P_gen_MW | 3 | 19 | 20 | 0
P_gen_MW | 3 | 19 | 21 | 0
P_gen_MW | 3 | 19 | 22 | 0
P_gen_MW | 3 | 19 | 23 | 0
P_gen_MW | 3 | 19 | 24 | 0
P_gen_MW | 3 | 20 | 1 | 0
P_gen_MW | 3 | 20 | 2 | 0
P_gen_MW | 3 | 20 | 3 | 0
P_gen_MW | 3 | 20 | 4 | 0
P_gen_MW | 3 | 20 | 5 | 0
P_gen_MW | 3 | 20 | 6 | 0
P_gen_MW | 3 | 20 | 7 | 0
P_gen_MW | 3 | 20 | 8 | 0
P_gen_MW | 3 | 20 | 9 | 0
P_gen_MW | 3 | 20 | 10 | 0
P_gen_MW | 3 | 20 | 11 | 0
P_gen_MW | 3 | 20 | 12 | 0
P_gen_MW | 3 | 20 | 13 | 0
P_gen_MW | 3 | 20 | 14 | 0
P_gen_MW | 3 | 20 | 15 | 0
P_gen_MW | 3 | 20 | 16 | 0
P_gen_MW | 3 | 20 | 17 | 0
P_gen_MW | 3 | 20 | 18 | 0
P_gen_MW | 3 | 20 | 19 | 0
P_gen_MW | 3 | 20 | 20 | 0
P_gen_MW | 3 | 20 | 21 | 0
P_gen_MW | 3 | 20 | 22 | 0
P_gen_MW | 3 | 20 | 23 | 0
P_gen_MW | 3 | 20 | 24 | 0
P_gen_MW | 3 | 21 | 1 | 0
P_gen_MW | 3 | 21 | 2 | 0
P_gen_MW | 3 | 21 | 3 | 0
P_gen_MW | 3 | 21 | 4 | 0
P_gen_MW | 3 | 21 | 5 | 0
P_gen_MW | 3 | 21 | 6 | 0
P_gen_MW | 3 | 21 | 7 | 0
P_gen_MW | 3 | 21 | 8 | 0
P_gen_MW | 3 | 21 | 9 | 0
P_gen_MW | 3 | 21 | 10 | 0
P_gen_MW | 3 | 21 | 11 | 0
P_gen_MW | 3 | 21 | 12 | 0
P_gen_MW | 3 | 21 | 13 | 0
P_gen_MW | 3 | 21 | 14 | 0
P_gen_MW | 3 | 21 | 15 | 0
P_gen_MW | 3 | 21 | 16 | 0
P_gen_MW | 3 | 21 | 17 | 0
P_gen_MW | 3 | 21 | 18 | 0
P_gen_MW | 3 | 21 | 19 | 0
P_gen_MW | 3 | 21 | 20 | 0
P_gen_MW | 3 | 21 | 21 | 0
P_gen_MW | 3 | 21 | 22 | 0
P_gen_MW | 3 | 21 | 23 | 0
P_gen_MW | 3 | 21 | 24 | 0
P_gen_MW | 3 | 22 | 1 | 0
P_gen_MW | 3 | 22 | 2 | 0
P_gen_MW | 3 | 22 | 3 | 0
P_gen_MW | 3 | 22 | 4 | 0
P_gen_MW | 3 | 22 | 5 | 0
P_gen_MW | 3 | 22 | 6 | 0
P_gen_MW | 3 | 22 | 7 | 0
P_gen_MW | 3 | 22 | 8 | 0
P_gen_MW | 3 | 22 | 9 | 0
P_gen_MW | 3 | 22 | 10 | 0
P_gen_MW | 3 | 22 | 11 | 0
P_gen_MW | 3 | 22 | 12 | 0
P_gen_MW | 3 | 22 | 13 | 0
P_gen_MW | 3 | 22 | 14 | 0
P_gen_MW | 3 | 22 | 15 | 0
P_gen_MW | 3 | 22 | 16 | 0
P_gen_MW | 3 | 22 | 17 | 0
P_gen_MW | 3 | 22 | 18 | 0
P_gen_MW | 3 | 22 | 19 | 0
P_gen_MW | 3 | 22 | 20 | 0
P_gen_MW | 3 | 22 | 21 | 0
P_gen_MW | 3 | 22 | 22 | 0
P_gen_MW | 3 | 22 | 23 | 0
P_gen_MW | 3 | 22 | 24 | 0
P_gen_MW | 3 | 23 | 1 | 0
P_gen_MW | 3 | 23 | 2 | 0
P_gen_MW | 3 | 23 | 3 | 0
P_gen_MW | 3 | 23 | 4 | 0
P_gen_MW | 3 | 23 | 5 | 0
P_gen_MW | 3 | 23 | 6 | 0
P_gen_MW | 3 | 23 | 7 | 0
P_gen_MW | 3 | 23 | 8 | 0
P_gen_MW | 3 | 23 | 9 | 0
P_gen_MW | 3 | 23 | 10 | 0
P_gen_MW | 3 | 23 | 11 | 0
P_gen_MW | 3 | 23 | 12 | 0
P_gen_MW | 3 | 23 | 13 | 0
P_gen_MW | 3 | 23 | 14 | 0
P_gen_MW | 3 | 23 | 15 | 0
P_gen_MW | 3 | 23 | 16 | 0
P_gen_MW | 3 | 23 | 17 | 0
P_gen_MW | 3 | 23 | 18 | 0
P_gen_MW | 3 | 23 | 19 | 0
P_gen_MW | 3 | 23 | 20 | 0
P_gen_MW | 3 | 23 | 21 | 0
P_gen_MW | 3 | 23 | 22 | 0
P_gen_MW | 3 | 23 | 23 | 0
P_gen_MW | 3 | 23 | 24 | 0
P_gen_MW | 3 | 24 | 1 | 0
P_gen_MW | 3 | 24 | 2 | 0
P_gen_MW | 3 | 24 | 3 | 0
P_gen_MW | 3 | 24 | 4 | 0
P_gen_MW | 3 | 24 | 5 | 0
P_gen_MW | 3 | 24 | 6 | 0
P_gen_MW | 3 | 24 | 7 | 0
P_gen_MW | 3 | 24 | 8 | 0
P_gen_MW | 3 | 24 | 9 | 0
P_gen_MW | 3 | 24 | 10 | 0
P_gen_MW | 3 | 24 | 11 | 0
P_gen_MW | 3 | 24 | 12 | 0
P_gen_MW | 3 | 24 | 13 | 0
P_gen_MW | 3 | 24 | 14 | 0
P_gen_MW | 3 | 24 | 15 | 0
P_gen_MW | 3 | 24 | 16 | 0
P_gen_MW | 3 | 24 | 17 | 0
P_gen_MW | 3 | 24 | 18 | 0
P_gen_MW | 3 | 24 | 19 | 0
P_gen_MW | 3 | 24 | 20 | 0
P_gen_MW | 3 | 24 | 21 | 0
P_gen_MW | 3 | 24 | 22 | 0
P_gen_MW | 3 | 24 | 23 | 0
P_gen_MW | 3 | 24 | 24 | 0
P_gen_MW | 3 | 25 | 1 | 0
P_gen_MW | 3 | 25 | 2 | 0
P_gen_MW | 3 | 25 | 3 | 0
P_gen_MW | 3 | 25 | 4 | 0
P_gen_MW | 3 | 25 | 5 | 0
P_gen_MW | 3 | 25 | 6 | 0
P_gen_MW | 3 | 25 | 7 | 0
P_gen_MW | 3 | 25 | 8 | 0
P_gen_MW | 3 | 25 | 9 | 0
P_gen_MW | 3 | 25 | 10 | 0
P_gen_MW | 3 | 25 | 11 | 0
P_gen_MW | 3 | 25 | 12 | 0
P_gen_MW | 3 | 25 | 13 | 0
P_gen_MW | 3 | 25 | 14 | 0
P_gen_MW | 3 | 25 | 15 | 0
P_gen_MW | 3 | 25 | 16 | 0
P_gen_MW | 3 | 25 | 17 | 0
P_gen_MW | 3 | 25 | 18 | 0
P_gen_MW | 3 | 25 | 19 | 0
P_gen_MW | 3 | 25 | 20 | 0
P_gen_MW | 3 | 25 | 21 | 0
P_gen_MW | 3 | 25 | 22 | 0
P_gen_MW | 3 | 25 | 23 | 0
P_gen_MW | 3 | 25 | 24 | 0
P_gen_MW | 3 | 26 | 1 | 0
P_gen_MW | 3 | 26 | 2 | 0
P_gen_MW | 3 | 26 | 3 | 0
P_gen_MW | 3 | 26 | 4 | 0
P_gen_MW | 3 | 26 | 5 | 0
P_gen_MW | 3 | 26 | 6 | 0
P_gen_MW | 3 | 26 | 7 | 0
P_gen_MW | 3 | 26 | 8 | 0
P_gen_MW | 3 | 26 | 9 | 0
P_gen_MW | 3 | 26 | 10 | 0
P_gen_MW | 3 | 26 | 11 | 0
P_gen_MW | 3 | 26 | 12 | 0
P_gen_MW | 3 | 26 | 13 | 0
P_gen_MW | 3 | 26 | 14 | 0
P_gen_MW | 3 | 26 | 15 | 0
P_gen_MW | 3 | 26 | 16 | 0
P_gen_MW | 3 | 26 | 17 | 0
P_gen_MW | 3 | 26 | 18 | 0
P_gen_MW | 3 | 26 | 19 | 0
P_gen_MW | 3 | 26 | 20 | 0
P_gen_MW | 3 | 26 | 21 | 0
P_gen_MW | 3 | 26 | 22 | 0
P_gen_MW | 3 | 26 | 23 | 0
P_gen_MW | 3 | 26 | 24 | 0
P_gen_MW | 3 | 27 | 1 | 0
P_gen_MW | 3 | 27 | 2 | 0
P_gen_MW | 3 | 27 | 3 | 0
P_gen_MW | 3 | 27 | 4 | 0
P_gen_MW | 3 | 27 | 5 | 0
P_gen_MW | 3 | 27 | 6 | 0
P_gen_MW | 3 | 27 | 7 | 0
P_gen_MW | 3 | 27 | 8 | 0
P_gen_MW | 3 | 27 | 9 | 0
P_gen_MW | 3 | 27 | 10 | 0
P_gen_MW | 3 | 27 | 11 | 0
P_gen_MW | 3 | 27 | 12 | 0
P_gen_MW | 3 | 27 | 13 | 0
P_gen_MW | 3 | 27 | 14 | 0
P_gen_MW | 3 | 27 | 15 | 0
P_gen_MW | 3 | 27 | 16 | 0
P_gen_MW | 3 | 27 | 17 | 0
P_gen_MW | 3 | 27 | 18 | 0
P_gen_MW | 3 | 27 | 19 | 0
P_gen_MW | 3 | 27 | 20 | 0
P_gen_MW | 3 | 27 | 21 | 0
P_gen_MW | 3 | 27 | 22 | 0
P_gen_MW | 3 | 27 | 23 | 0
P_gen_MW | 3 | 27 | 24 | 0
P_gen_MW | 3 | 28 | 1 | 0
P_gen_MW | 3 | 28 | 2 | 0
P_gen_MW | 3 | 28 | 3 | 0
P_gen_MW | 3 | 28 | 4 | 0
P_gen_MW | 3 | 28 | 5 | 0
P_gen_MW | 3 | 28 | 6 | 0
P_gen_MW | 3 | 28 | 7 | 0
P_gen_MW | 3 | 28 | 8 | 0
P_gen_MW | 3 | 28 | 9 | 0
P_gen_MW | 3 | 28 | 10 | 0
P_gen_MW | 3 | 28 | 11 | 0
P_gen_MW | 3 | 28 | 12 | 0
P_gen_MW | 3 | 28 | 13 | 0
P_gen_MW | 3 | 28 | 14 | 0
P_gen_MW | 3 | 28 | 15 | 0
P_gen_MW | 3 | 28 | 16 | 0
P_gen_MW | 3 | 28 | 17 | 0
P_gen_MW | 3 | 28 | 18 | 0
P_gen_MW | 3 | 28 | 19 | 0
P_gen_MW | 3 | 28 | 20 | 0
P_gen_MW | 3 | 28 | 21 | 0
P_gen_MW | 3 | 28 | 22 | 0
P_gen_MW | 3 | 28 | 23 | 0
P_gen_MW | 3 | 28 | 24 | 0
P_gen_MW | 3 | 29 | 1 | 0
P_gen_MW | 3 | 29 | 2 | 0
P_gen_MW | 3 | 29 | 3 | 0
P_gen_MW | 3 | 29 | 4 | 0
P_gen_MW | 3 | 29 | 5 | 0
P_gen_MW | 3 | 29 | 6 | 0
P_gen_MW | 3 | 29 | 7 | 0
P_gen_MW | 3 | 29 | 8 | 0
P_gen_MW | 3 | 29 | 9 | 0
P_gen_MW | 3 | 29 | 10 | 0
P_gen_MW | 3 | 29 | 11 | 0
P_gen_MW | 3 | 29 | 12 | 0
P_gen_MW | 3 | 29 | 13 | 0
P_gen_MW | 3 | 29 | 14 | 0
P_gen_MW | 3 | 29 | 15 | 0
P_gen_MW | 3 | 29 | 16 | 0
P_gen_MW | 3 | 29 | 17 | 0
P_gen_MW | 3 | 29 | 18 | 0
P_gen_MW | 3 | 29 | 19 | 0
P_gen_MW | 3 | 29 | 20 | 0
P_gen_MW | 3 | 29 | 21 | 0
P_gen_MW | 3 | 29 | 22 | 0
P_gen_MW | 3 | 29 | 23 | 0
P_gen_MW | 3 | 29 | 24 | 0
P_gen_MW | 3 | 30 | 1 | 0
P_gen_MW | 3 | 30 | 2 | 0
P_gen_MW | 3 | 30 | 3 | 0
P_gen_MW | 3 | 30 | 4 | 0
P_gen_MW | 3 | 30 | 5 | 0
P_gen_MW | 3 | 30 | 6 | 0
P_gen_MW | 3 | 30 | 7 | 0.04
P_gen_MW | 3 | 30 | 8 | 0.16
P_gen_MW | 3 | 30 | 9 | 0.4
P_gen_MW | 3 | 30 | 10 | 0.72
P_gen_MW | 3 | 30 | 11 | 0.84
P_gen_MW | 3 | 30 | 12 | 1
P_gen_MW | 3 | 30 | 13 | 1
P_gen_MW | 3 | 30 | 14 | 0.88
P_gen_MW | 3 | 30 | 15 | 0.6
P_gen_MW | 3 | 30 | 16 | 0.52
P_gen_MW | 3 | 30 | 17 | 0.48
P_gen_MW | 3 | 30 | 18 | 0.28
P_gen_MW | 3 | 30 | 19 | 0
P_gen_MW | 3 | 30 | 20 | 0
P_gen_MW | 3 | 30 | 21 | 0
P_gen_MW | 3 | 30 | 22 | 0
P_gen_MW | 3 | 30 | 23 | 0
P_gen_MW | 3 | 30 | 24 | 0
P_gen_MW | 3 | 31 | 1 | 0
P_gen_MW | 3 | 31 | 2 | 0
P_gen_MW | 3 | 31 | 3 | 0
P_gen_MW | 3 | 31 | 4 | 0
P_gen_MW | 3 | 31 | 5 | 0
P_gen_MW | 3 | 31 | 6 | 0
P_gen_MW | 3 | 31 | 7 | 0
P_gen_MW | 3 | 31 | 8 | 0
P_gen_MW | 3 | 31 | 9 | 0
P_gen_MW | 3 | 31 | 10 | 0
P_gen_MW | 3 | 31 | 11 | 0
P_gen_MW | 3 | 31 | 12 | 0
P_gen_MW | 3 | 31 | 13 | 0
P_gen_MW | 3 | 31 | 14 | 0
P_gen_MW | 3 | 31 | 15 | 0
P_gen_MW | 3 | 31 | 16 | 0
P_gen_MW | 3 | 31 | 17 | 0
P_gen_MW | 3 | 31 | 18 | 0
P_gen_MW | 3 | 31 | 19 | 0
P_gen_MW | 3 | 31 | 20 | 0
P_gen_MW | 3 | 31 | 21 | 0
P_gen_MW | 3 | 31 | 22 | 0
P_gen_MW | 3 | 31 | 23 | 0
P_gen_MW | 3 | 31 | 24 | 0
P_gen_MW | 3 | 32 | 1 | 0
P_gen_MW | 3 | 32 | 2 | 0
P_gen_MW | 3 | 32 | 3 | 0
P_gen_MW | 3 | 32 | 4 | 0
P_gen_MW | 3 | 32 | 5 | 0
P_gen_MW | 3 | 32 | 6 | 0
P_gen_MW | 3 | 32 | 7 | 0
P_gen_MW | 3 | 32 | 8 | 0
P_gen_MW | 3 | 32 | 9 | 0
P_gen_MW | 3 | 32 | 10 | 0
P_gen_MW | 3 | 32 | 11 | 0
P_gen_MW | 3 | 32 | 12 | 0
P_gen_MW | 3 | 32 | 13 | 0
P_gen_MW | 3 | 32 | 14 | 0
P_gen_MW | 3 | 32 | 15 | 0
P_gen_MW | 3 | 32 | 16 | 0
P_gen_MW | 3 | 32 | 17 | 0
P_gen_MW | 3 | 32 | 18 | 0
P_gen_MW | 3 | 32 | 19 | 0
P_gen_MW | 3 | 32 | 20 | 0
P_gen_MW | 3 | 32 | 21 | 0
P_gen_MW | 3 | 32 | 22 | 0
P_gen_MW | 3 | 32 | 23 | 0
P_gen_MW | 3 | 32 | 24 | 0
P_gen_MW | 3 | 33 | 1 | 0
P_gen_MW | 3 | 33 | 2 | 0
P_gen_MW | 3 | 33 | 3 | 0
P_gen_MW | 3 | 33 | 4 | 0
P_gen_MW | 3 | 33 | 5 | 0
P_gen_MW | 3 | 33 | 6 | 0
P_gen_MW | 3 | 33 | 7 | 0
P_gen_MW | 3 | 33 | 8 | 0
P_gen_MW | 3 | 33 | 9 | 0
P_gen_MW | 3 | 33 | 10 | 0
P_gen_MW | 3 | 33 | 11 | 0
P_gen_MW | 3 | 33 | 12 | 0
P_gen_MW | 3 | 33 | 13 | 0
P_gen_MW | 3 | 33 | 14 | 0
P_gen_MW | 3 | 33 | 15 | 0
P_gen_MW | 3 | 33 | 16 | 0
P_gen_MW | 3 | 33 | 17 | 0
P_gen_MW | 3 | 33 | 18 | 0
P_gen_MW | 3 | 33 | 19 | 0
P_gen_MW | 3 | 33 | 20 | 0
P_gen_MW | 3 | 33 | 21 | 0
P_gen_MW | 3 | 33 | 22 | 0
P_gen_MW | 3 | 33 | 23 | 0
P_gen_MW | 3 | 33 | 24 | 0

## Q_gen_MVar
Variable_name | Index: Gens | Index: Buses | Index: Times | Value
Q_gen_MVar | 1 | 1 | 1 | 1.8369
Q_gen_MVar | 1 | 1 | 2 | 1.8424
Q_gen_MVar | 1 | 1 | 3 | 1.7485
Q_gen_MVar | 1 | 1 | 4 | 1.8881
Q_gen_MVar | 1 | 1 | 5 | 1.6923
Q_gen_MVar | 1 | 1 | 6 | 1.7035
Q_gen_MVar | 1 | 1 | 7 | 1.7702
Q_gen_MVar | 1 | 1 | 8 | 1.8913
Q_gen_MVar | 1 | 1 | 9 | 2.0479
Q_gen_MVar | 1 | 1 | 10 | 2.1269
Q_gen_MVar | 1 | 1 | 11 | 2.192
Q_gen_MVar | 1 | 1 | 12 | 2.1337
Q_gen_MVar | 1 | 1 | 13 | 2.0958
Q_gen_MVar | 1 | 1 | 14 | 2.1026
Q_gen_MVar | 1 | 1 | 15 | 2.1845
Q_gen_MVar | 1 | 1 | 16 | 2.1145
Q_gen_MVar | 1 | 1 | 17 | 2.1292
Q_gen_MVar | 1 | 1 | 18 | 2.1997
Q_gen_MVar | 1 | 1 | 19 | 2.2368
Q_gen_MVar | 1 | 1 | 20 | 2.241
Q_gen_MVar | 1 | 1 | 21 | 2.2328
Q_gen_MVar | 1 | 1 | 22 | 2.2793
Q_gen_MVar | 1 | 1 | 23 | 2.2218
Q_gen_MVar | 1 | 1 | 24 | 2.007
Q_gen_MVar | 1 | 2 | 1 | 0
Q_gen_MVar | 1 | 2 | 2 | 0
Q_gen_MVar | 1 | 2 | 3 | 0
Q_gen_MVar | 1 | 2 | 4 | 0
Q_gen_MVar | 1 | 2 | 5 | 0
Q_gen_MVar | 1 | 2 | 6 | 0
Q_gen_MVar | 1 | 2 | 7 | 0
Q_gen_MVar | 1 | 2 | 8 | 0
Q_gen_MVar | 1 | 2 | 9 | 0
Q_gen_MVar | 1 | 2 | 10 | 0
Q_gen_MVar | 1 | 2 | 11 | 0
Q_gen_MVar | 1 | 2 | 12 | 0
Q_gen_MVar | 1 | 2 | 13 | 0
Q_gen_MVar | 1 | 2 | 14 | 0
Q_gen_MVar | 1 | 2 | 15 | 0
Q_gen_MVar | 1 | 2 | 16 | 0
Q_gen_MVar | 1 | 2 | 17 | 0
Q_gen_MVar | 1 | 2 | 18 | 0
Q_gen_MVar | 1 | 2 | 19 | 0
Q_gen_MVar | 1 | 2 | 20 | 0
Q_gen_MVar | 1 | 2 | 21 | 0
Q_gen_MVar | 1 | 2 | 22 | 0
Q_gen_MVar | 1 | 2 | 23 | 0
Q_gen_MVar | 1 | 2 | 24 | 0
Q_gen_MVar | 1 | 3 | 1 | 0
Q_gen_MVar | 1 | 3 | 2 | 0
Q_gen_MVar | 1 | 3 | 3 | 0
Q_gen_MVar | 1 | 3 | 4 | 0
Q_gen_MVar | 1 | 3 | 5 | 0
Q_gen_MVar | 1 | 3 | 6 | 0
Q_gen_MVar | 1 | 3 | 7 | 0
Q_gen_MVar | 1 | 3 | 8 | 0
Q_gen_MVar | 1 | 3 | 9 | 0
Q_gen_MVar | 1 | 3 | 10 | 0
Q_gen_MVar | 1 | 3 | 11 | 0
Q_gen_MVar | 1 | 3 | 12 | 0
Q_gen_MVar | 1 | 3 | 13 | 0
Q_gen_MVar | 1 | 3 | 14 | 0
Q_gen_MVar | 1 | 3 | 15 | 0
Q_gen_MVar | 1 | 3 | 16 | 0
Q_gen_MVar | 1 | 3 | 17 | 0
Q_gen_MVar | 1 | 3 | 18 | 0
Q_gen_MVar | 1 | 3 | 19 | 0
Q_gen_MVar | 1 | 3 | 20 | 0
Q_gen_MVar | 1 | 3 | 21 | 0
Q_gen_MVar | 1 | 3 | 22 | 0
Q_gen_MVar | 1 | 3 | 23 | 0
Q_gen_MVar | 1 | 3 | 24 | 0
Q_gen_MVar | 1 | 4 | 1 | 0
Q_gen_MVar | 1 | 4 | 2 | 0
Q_gen_MVar | 1 | 4 | 3 | 0
Q_gen_MVar | 1 | 4 | 4 | 0
Q_gen_MVar | 1 | 4 | 5 | 0
Q_gen_MVar | 1 | 4 | 6 | 0
Q_gen_MVar | 1 | 4 | 7 | 0
Q_gen_MVar | 1 | 4 | 8 | 0
Q_gen_MVar | 1 | 4 | 9 | 0
Q_gen_MVar | 1 | 4 | 10 | 0
Q_gen_MVar | 1 | 4 | 11 | 0
Q_gen_MVar | 1 | 4 | 12 | 0
Q_gen_MVar | 1 | 4 | 13 | 0
Q_gen_MVar | 1 | 4 | 14 | 0
Q_gen_MVar | 1 | 4 | 15 | 0
Q_gen_MVar | 1 | 4 | 16 | 0
Q_gen_MVar | 1 | 4 | 17 | 0
Q_gen_MVar | 1 | 4 | 18 | 0
Q_gen_MVar | 1 | 4 | 19 | 0
Q_gen_MVar | 1 | 4 | 20 | 0
Q_gen_MVar | 1 | 4 | 21 | 0
Q_gen_MVar | 1 | 4 | 22 | 0
Q_gen_MVar | 1 | 4 | 23 | 0
Q_gen_MVar | 1 | 4 | 24 | 0
Q_gen_MVar | 1 | 5 | 1 | 0
Q_gen_MVar | 1 | 5 | 2 | 0
Q_gen_MVar | 1 | 5 | 3 | 0
Q_gen_MVar | 1 | 5 | 4 | 0
Q_gen_MVar | 1 | 5 | 5 | 0
Q_gen_MVar | 1 | 5 | 6 | 0
Q_gen_MVar | 1 | 5 | 7 | 0
Q_gen_MVar | 1 | 5 | 8 | 0
Q_gen_MVar | 1 | 5 | 9 | 0
Q_gen_MVar | 1 | 5 | 10 | 0
Q_gen_MVar | 1 | 5 | 11 | 0
Q_gen_MVar | 1 | 5 | 12 | 0
Q_gen_MVar | 1 | 5 | 13 | 0
Q_gen_MVar | 1 | 5 | 14 | 0
Q_gen_MVar | 1 | 5 | 15 | 0
Q_gen_MVar | 1 | 5 | 16 | 0
Q_gen_MVar | 1 | 5 | 17 | 0
Q_gen_MVar | 1 | 5 | 18 | 0
Q_gen_MVar | 1 | 5 | 19 | 0
Q_gen_MVar | 1 | 5 | 20 | 0
Q_gen_MVar | 1 | 5 | 21 | 0
Q_gen_MVar | 1 | 5 | 22 | 0
Q_gen_MVar | 1 | 5 | 23 | 0
Q_gen_MVar | 1 | 5 | 24 | 0
Q_gen_MVar | 1 | 6 | 1 | 0
Q_gen_MVar | 1 | 6 | 2 | 0
Q_gen_MVar | 1 | 6 | 3 | 0
Q_gen_MVar | 1 | 6 | 4 | 0
Q_gen_MVar | 1 | 6 | 5 | 0
Q_gen_MVar | 1 | 6 | 6 | 0
Q_gen_MVar | 1 | 6 | 7 | 0
Q_gen_MVar | 1 | 6 | 8 | 0
Q_gen_MVar | 1 | 6 | 9 | 0
Q_gen_MVar | 1 | 6 | 10 | 0
Q_gen_MVar | 1 | 6 | 11 | 0
Q_gen_MVar | 1 | 6 | 12 | 0
Q_gen_MVar | 1 | 6 | 13 | 0
Q_gen_MVar | 1 | 6 | 14 | 0
Q_gen_MVar | 1 | 6 | 15 | 0
Q_gen_MVar | 1 | 6 | 16 | 0
Q_gen_MVar | 1 | 6 | 17 | 0
Q_gen_MVar | 1 | 6 | 18 | 0
Q_gen_MVar | 1 | 6 | 19 | 0
Q_gen_MVar | 1 | 6 | 20 | 0
Q_gen_MVar | 1 | 6 | 21 | 0
Q_gen_MVar | 1 | 6 | 22 | 0
Q_gen_MVar | 1 | 6 | 23 | 0
Q_gen_MVar | 1 | 6 | 24 | 0
Q_gen_MVar | 1 | 7 | 1 | 0
Q_gen_MVar | 1 | 7 | 2 | 0
Q_gen_MVar | 1 | 7 | 3 | 0
Q_gen_MVar | 1 | 7 | 4 | 0
Q_gen_MVar | 1 | 7 | 5 | 0
Q_gen_MVar | 1 | 7 | 6 | 0
Q_gen_MVar | 1 | 7 | 7 | 0
Q_gen_MVar | 1 | 7 | 8 | 0
Q_gen_MVar | 1 | 7 | 9 | 0
Q_gen_MVar | 1 | 7 | 10 | 0
Q_gen_MVar | 1 | 7 | 11 | 0
Q_gen_MVar | 1 | 7 | 12 | 0
Q_gen_MVar | 1 | 7 | 13 | 0
Q_gen_MVar | 1 | 7 | 14 | 0
Q_gen_MVar | 1 | 7 | 15 | 0
Q_gen_MVar | 1 | 7 | 16 | 0
Q_gen_MVar | 1 | 7 | 17 | 0
Q_gen_MVar | 1 | 7 | 18 | 0
Q_gen_MVar | 1 | 7 | 19 | 0
Q_gen_MVar | 1 | 7 | 20 | 0
Q_gen_MVar | 1 | 7 | 21 | 0
Q_gen_MVar | 1 | 7 | 22 | 0
Q_gen_MVar | 1 | 7 | 23 | 0
Q_gen_MVar | 1 | 7 | 24 | 0
Q_gen_MVar | 1 | 8 | 1 | 0
Q_gen_MVar | 1 | 8 | 2 | 0
Q_gen_MVar | 1 | 8 | 3 | 0
Q_gen_MVar | 1 | 8 | 4 | 0
Q_gen_MVar | 1 | 8 | 5 | 0
Q_gen_MVar | 1 | 8 | 6 | 0
Q_gen_MVar | 1 | 8 | 7 | 0
Q_gen_MVar | 1 | 8 | 8 | 0
Q_gen_MVar | 1 | 8 | 9 | 0
Q_gen_MVar | 1 | 8 | 10 | 0
Q_gen_MVar | 1 | 8 | 11 | 0
Q_gen_MVar | 1 | 8 | 12 | 0
Q_gen_MVar | 1 | 8 | 13 | 0
Q_gen_MVar | 1 | 8 | 14 | 0
Q_gen_MVar | 1 | 8 | 15 | 0
Q_gen_MVar | 1 | 8 | 16 | 0
Q_gen_MVar | 1 | 8 | 17 | 0
Q_gen_MVar | 1 | 8 | 18 | 0
Q_gen_MVar | 1 | 8 | 19 | 0
Q_gen_MVar | 1 | 8 | 20 | 0
Q_gen_MVar | 1 | 8 | 21 | 0
Q_gen_MVar | 1 | 8 | 22 | 0
Q_gen_MVar | 1 | 8 | 23 | 0
Q_gen_MVar | 1 | 8 | 24 | 0
Q_gen_MVar | 1 | 9 | 1 | 0
Q_gen_MVar | 1 | 9 | 2 | 0
Q_gen_MVar | 1 | 9 | 3 | 0
Q_gen_MVar | 1 | 9 | 4 | 0
Q_gen_MVar | 1 | 9 | 5 | 0
Q_gen_MVar | 1 | 9 | 6 | 0
Q_gen_MVar | 1 | 9 | 7 | 0
Q_gen_MVar | 1 | 9 | 8 | 0
Q_gen_MVar | 1 | 9 | 9 | 0
Q_gen_MVar | 1 | 9 | 10 | 0
Q_gen_MVar | 1 | 9 | 11 | 0
Q_gen_MVar | 1 | 9 | 12 | 0
Q_gen_MVar | 1 | 9 | 13 | 0
Q_gen_MVar | 1 | 9 | 14 | 0
Q_gen_MVar | 1 | 9 | 15 | 0
Q_gen_MVar | 1 | 9 | 16 | 0
Q_gen_MVar | 1 | 9 | 17 | 0
Q_gen_MVar | 1 | 9 | 18 | 0
Q_gen_MVar | 1 | 9 | 19 | 0
Q_gen_MVar | 1 | 9 | 20 | 0
Q_gen_MVar | 1 | 9 | 21 | 0
Q_gen_MVar | 1 | 9 | 22 | 0
Q_gen_MVar | 1 | 9 | 23 | 0
Q_gen_MVar | 1 | 9 | 24 | 0
Q_gen_MVar | 1 | 10 | 1 | 0
Q_gen_MVar | 1 | 10 | 2 | 0
Q_gen_MVar | 1 | 10 | 3 | 0
Q_gen_MVar | 1 | 10 | 4 | 0
Q_gen_MVar | 1 | 10 | 5 | 0
Q_gen_MVar | 1 | 10 | 6 | 0
Q_gen_MVar | 1 | 10 | 7 | 0
Q_gen_MVar | 1 | 10 | 8 | 0
Q_gen_MVar | 1 | 10 | 9 | 0
Q_gen_MVar | 1 | 10 | 10 | 0
Q_gen_MVar | 1 | 10 | 11 | 0
Q_gen_MVar | 1 | 10 | 12 | 0
Q_gen_MVar | 1 | 10 | 13 | 0
Q_gen_MVar | 1 | 10 | 14 | 0
Q_gen_MVar | 1 | 10 | 15 | 0
Q_gen_MVar | 1 | 10 | 16 | 0
Q_gen_MVar | 1 | 10 | 17 | 0
Q_gen_MVar | 1 | 10 | 18 | 0
Q_gen_MVar | 1 | 10 | 19 | 0
Q_gen_MVar | 1 | 10 | 20 | 0
Q_gen_MVar | 1 | 10 | 21 | 0
Q_gen_MVar | 1 | 10 | 22 | 0
Q_gen_MVar | 1 | 10 | 23 | 0
Q_gen_MVar | 1 | 10 | 24 | 0
Q_gen_MVar | 1 | 11 | 1 | 0
Q_gen_MVar | 1 | 11 | 2 | 0
Q_gen_MVar | 1 | 11 | 3 | 0
Q_gen_MVar | 1 | 11 | 4 | 0
Q_gen_MVar | 1 | 11 | 5 | 0
Q_gen_MVar | 1 | 11 | 6 | 0
Q_gen_MVar | 1 | 11 | 7 | 0
Q_gen_MVar | 1 | 11 | 8 | 0
Q_gen_MVar | 1 | 11 | 9 | 0
Q_gen_MVar | 1 | 11 | 10 | 0
Q_gen_MVar | 1 | 11 | 11 | 0
Q_gen_MVar | 1 | 11 | 12 | 0
Q_gen_MVar | 1 | 11 | 13 | 0
Q_gen_MVar | 1 | 11 | 14 | 0
Q_gen_MVar | 1 | 11 | 15 | 0
Q_gen_MVar | 1 | 11 | 16 | 0
Q_gen_MVar | 1 | 11 | 17 | 0
Q_gen_MVar | 1 | 11 | 18 | 0
Q_gen_MVar | 1 | 11 | 19 | 0
Q_gen_MVar | 1 | 11 | 20 | 0
Q_gen_MVar | 1 | 11 | 21 | 0
Q_gen_MVar | 1 | 11 | 22 | 0
Q_gen_MVar | 1 | 11 | 23 | 0
Q_gen_MVar | 1 | 11 | 24 | 0
Q_gen_MVar | 1 | 12 | 1 | 0
Q_gen_MVar | 1 | 12 | 2 | 0
Q_gen_MVar | 1 | 12 | 3 | 0
Q_gen_MVar | 1 | 12 | 4 | 0
Q_gen_MVar | 1 | 12 | 5 | 0
Q_gen_MVar | 1 | 12 | 6 | 0
Q_gen_MVar | 1 | 12 | 7 | 0
Q_gen_MVar | 1 | 12 | 8 | 0
Q_gen_MVar | 1 | 12 | 9 | 0
Q_gen_MVar | 1 | 12 | 10 | 0
Q_gen_MVar | 1 | 12 | 11 | 0
Q_gen_MVar | 1 | 12 | 12 | 0
Q_gen_MVar | 1 | 12 | 13 | 0
Q_gen_MVar | 1 | 12 | 14 | 0
Q_gen_MVar | 1 | 12 | 15 | 0
Q_gen_MVar | 1 | 12 | 16 | 0
Q_gen_MVar | 1 | 12 | 17 | 0
Q_gen_MVar | 1 | 12 | 18 | 0
Q_gen_MVar | 1 | 12 | 19 | 0
Q_gen_MVar | 1 | 12 | 20 | 0
Q_gen_MVar | 1 | 12 | 21 | 0
Q_gen_MVar | 1 | 12 | 22 | 0
Q_gen_MVar | 1 | 12 | 23 | 0
Q_gen_MVar | 1 | 12 | 24 | 0
Q_gen_MVar | 1 | 13 | 1 | 0
Q_gen_MVar | 1 | 13 | 2 | 0
Q_gen_MVar | 1 | 13 | 3 | 0
Q_gen_MVar | 1 | 13 | 4 | 0
Q_gen_MVar | 1 | 13 | 5 | 0
Q_gen_MVar | 1 | 13 | 6 | 0
Q_gen_MVar | 1 | 13 | 7 | 0
Q_gen_MVar | 1 | 13 | 8 | 0
Q_gen_MVar | 1 | 13 | 9 | 0
Q_gen_MVar | 1 | 13 | 10 | 0
Q_gen_MVar | 1 | 13 | 11 | 0
Q_gen_MVar | 1 | 13 | 12 | 0
Q_gen_MVar | 1 | 13 | 13 | 0
Q_gen_MVar | 1 | 13 | 14 | 0
Q_gen_MVar | 1 | 13 | 15 | 0
Q_gen_MVar | 1 | 13 | 16 | 0
Q_gen_MVar | 1 | 13 | 17 | 0
Q_gen_MVar | 1 | 13 | 18 | 0
Q_gen_MVar | 1 | 13 | 19 | 0
Q_gen_MVar | 1 | 13 | 20 | 0
Q_gen_MVar | 1 | 13 | 21 | 0
Q_gen_MVar | 1 | 13 | 22 | 0
Q_gen_MVar | 1 | 13 | 23 | 0
Q_gen_MVar | 1 | 13 | 24 | 0
Q_gen_MVar | 1 | 14 | 1 | 0
Q_gen_MVar | 1 | 14 | 2 | 0
Q_gen_MVar | 1 | 14 | 3 | 0
Q_gen_MVar | 1 | 14 | 4 | 0
Q_gen_MVar | 1 | 14 | 5 | 0
Q_gen_MVar | 1 | 14 | 6 | 0
Q_gen_MVar | 1 | 14 | 7 | 0
Q_gen_MVar | 1 | 14 | 8 | 0
Q_gen_MVar | 1 | 14 | 9 | 0
Q_gen_MVar | 1 | 14 | 10 | 0
Q_gen_MVar | 1 | 14 | 11 | 0
Q_gen_MVar | 1 | 14 | 12 | 0
Q_gen_MVar | 1 | 14 | 13 | 0
Q_gen_MVar | 1 | 14 | 14 | 0
Q_gen_MVar | 1 | 14 | 15 | 0
Q_gen_MVar | 1 | 14 | 16 | 0
Q_gen_MVar | 1 | 14 | 17 | 0
Q_gen_MVar | 1 | 14 | 18 | 0
Q_gen_MVar | 1 | 14 | 19 | 0
Q_gen_MVar | 1 | 14 | 20 | 0
Q_gen_MVar | 1 | 14 | 21 | 0
Q_gen_MVar | 1 | 14 | 22 | 0
Q_gen_MVar | 1 | 14 | 23 | 0
Q_gen_MVar | 1 | 14 | 24 | 0
Q_gen_MVar | 1 | 15 | 1 | 0
Q_gen_MVar | 1 | 15 | 2 | 0
Q_gen_MVar | 1 | 15 | 3 | 0
Q_gen_MVar | 1 | 15 | 4 | 0
Q_gen_MVar | 1 | 15 | 5 | 0
Q_gen_MVar | 1 | 15 | 6 | 0
Q_gen_MVar | 1 | 15 | 7 | 0
Q_gen_MVar | 1 | 15 | 8 | 0
Q_gen_MVar | 1 | 15 | 9 | 0
Q_gen_MVar | 1 | 15 | 10 | 0
Q_gen_MVar | 1 | 15 | 11 | 0
Q_gen_MVar | 1 | 15 | 12 | 0
Q_gen_MVar | 1 | 15 | 13 | 0
Q_gen_MVar | 1 | 15 | 14 | 0
Q_gen_MVar | 1 | 15 | 15 | 0
Q_gen_MVar | 1 | 15 | 16 | 0
Q_gen_MVar | 1 | 15 | 17 | 0
Q_gen_MVar | 1 | 15 | 18 | 0
Q_gen_MVar | 1 | 15 | 19 | 0
Q_gen_MVar | 1 | 15 | 20 | 0
Q_gen_MVar | 1 | 15 | 21 | 0
Q_gen_MVar | 1 | 15 | 22 | 0
Q_gen_MVar | 1 | 15 | 23 | 0
Q_gen_MVar | 1 | 15 | 24 | 0
Q_gen_MVar | 1 | 16 | 1 | 0
Q_gen_MVar | 1 | 16 | 2 | 0
Q_gen_MVar | 1 | 16 | 3 | 0
Q_gen_MVar | 1 | 16 | 4 | 0
Q_gen_MVar | 1 | 16 | 5 | 0
Q_gen_MVar | 1 | 16 | 6 | 0
Q_gen_MVar | 1 | 16 | 7 | 0
Q_gen_MVar | 1 | 16 | 8 | 0
Q_gen_MVar | 1 | 16 | 9 | 0
Q_gen_MVar | 1 | 16 | 10 | 0
Q_gen_MVar | 1 | 16 | 11 | 0
Q_gen_MVar | 1 | 16 | 12 | 0
Q_gen_MVar | 1 | 16 | 13 | 0
Q_gen_MVar | 1 | 16 | 14 | 0
Q_gen_MVar | 1 | 16 | 15 | 0
Q_gen_MVar | 1 | 16 | 16 | 0
Q_gen_MVar | 1 | 16 | 17 | 0
Q_gen_MVar | 1 | 16 | 18 | 0
Q_gen_MVar | 1 | 16 | 19 | 0
Q_gen_MVar | 1 | 16 | 20 | 0
Q_gen_MVar | 1 | 16 | 21 | 0
Q_gen_MVar | 1 | 16 | 22 | 0
Q_gen_MVar | 1 | 16 | 23 | 0
Q_gen_MVar | 1 | 16 | 24 | 0
Q_gen_MVar | 1 | 17 | 1 | 0
Q_gen_MVar | 1 | 17 | 2 | 0
Q_gen_MVar | 1 | 17 | 3 | 0
Q_gen_MVar | 1 | 17 | 4 | 0
Q_gen_MVar | 1 | 17 | 5 | 0
Q_gen_MVar | 1 | 17 | 6 | 0
Q_gen_MVar | 1 | 17 | 7 | 0
Q_gen_MVar | 1 | 17 | 8 | 0
Q_gen_MVar | 1 | 17 | 9 | 0
Q_gen_MVar | 1 | 17 | 10 | 0
Q_gen_MVar | 1 | 17 | 11 | 0
Q_gen_MVar | 1 | 17 | 12 | 0
Q_gen_MVar | 1 | 17 | 13 | 0
Q_gen_MVar | 1 | 17 | 14 | 0
Q_gen_MVar | 1 | 17 | 15 | 0
Q_gen_MVar | 1 | 17 | 16 | 0
Q_gen_MVar | 1 | 17 | 17 | 0
Q_gen_MVar | 1 | 17 | 18 | 0
Q_gen_MVar | 1 | 17 | 19 | 0
Q_gen_MVar | 1 | 17 | 20 | 0
Q_gen_MVar | 1 | 17 | 21 | 0
Q_gen_MVar | 1 | 17 | 22 | 0
Q_gen_MVar | 1 | 17 | 23 | 0
Q_gen_MVar | 1 | 17 | 24 | 0
Q_gen_MVar | 1 | 18 | 1 | 0
Q_gen_MVar | 1 | 18 | 2 | 0
Q_gen_MVar | 1 | 18 | 3 | 0
Q_gen_MVar | 1 | 18 | 4 | 0
Q_gen_MVar | 1 | 18 | 5 | 0
Q_gen_MVar | 1 | 18 | 6 | 0
Q_gen_MVar | 1 | 18 | 7 | 0
Q_gen_MVar | 1 | 18 | 8 | 0
Q_gen_MVar | 1 | 18 | 9 | 0
Q_gen_MVar | 1 | 18 | 10 | 0
Q_gen_MVar | 1 | 18 | 11 | 0
Q_gen_MVar | 1 | 18 | 12 | 0
Q_gen_MVar | 1 | 18 | 13 | 0
Q_gen_MVar | 1 | 18 | 14 | 0
Q_gen_MVar | 1 | 18 | 15 | 0
Q_gen_MVar | 1 | 18 | 16 | 0
Q_gen_MVar | 1 | 18 | 17 | 0
Q_gen_MVar | 1 | 18 | 18 | 0
Q_gen_MVar | 1 | 18 | 19 | 0
Q_gen_MVar | 1 | 18 | 20 | 0
Q_gen_MVar | 1 | 18 | 21 | 0
Q_gen_MVar | 1 | 18 | 22 | 0
Q_gen_MVar | 1 | 18 | 23 | 0
Q_gen_MVar | 1 | 18 | 24 | 0
Q_gen_MVar | 1 | 19 | 1 | 0
Q_gen_MVar | 1 | 19 | 2 | 0
Q_gen_MVar | 1 | 19 | 3 | 0
Q_gen_MVar | 1 | 19 | 4 | 0
Q_gen_MVar | 1 | 19 | 5 | 0
Q_gen_MVar | 1 | 19 | 6 | 0
Q_gen_MVar | 1 | 19 | 7 | 0
Q_gen_MVar | 1 | 19 | 8 | 0
Q_gen_MVar | 1 | 19 | 9 | 0
Q_gen_MVar | 1 | 19 | 10 | 0
Q_gen_MVar | 1 | 19 | 11 | 0
Q_gen_MVar | 1 | 19 | 12 | 0
Q_gen_MVar | 1 | 19 | 13 | 0
Q_gen_MVar | 1 | 19 | 14 | 0
Q_gen_MVar | 1 | 19 | 15 | 0
Q_gen_MVar | 1 | 19 | 16 | 0
Q_gen_MVar | 1 | 19 | 17 | 0
Q_gen_MVar | 1 | 19 | 18 | 0
Q_gen_MVar | 1 | 19 | 19 | 0
Q_gen_MVar | 1 | 19 | 20 | 0
Q_gen_MVar | 1 | 19 | 21 | 0
Q_gen_MVar | 1 | 19 | 22 | 0
Q_gen_MVar | 1 | 19 | 23 | 0
Q_gen_MVar | 1 | 19 | 24 | 0
Q_gen_MVar | 1 | 20 | 1 | 0
Q_gen_MVar | 1 | 20 | 2 | 0
Q_gen_MVar | 1 | 20 | 3 | 0
Q_gen_MVar | 1 | 20 | 4 | 0
Q_gen_MVar | 1 | 20 | 5 | 0
Q_gen_MVar | 1 | 20 | 6 | 0
Q_gen_MVar | 1 | 20 | 7 | 0
Q_gen_MVar | 1 | 20 | 8 | 0
Q_gen_MVar | 1 | 20 | 9 | 0
Q_gen_MVar | 1 | 20 | 10 | 0
Q_gen_MVar | 1 | 20 | 11 | 0
Q_gen_MVar | 1 | 20 | 12 | 0
Q_gen_MVar | 1 | 20 | 13 | 0
Q_gen_MVar | 1 | 20 | 14 | 0
Q_gen_MVar | 1 | 20 | 15 | 0
Q_gen_MVar | 1 | 20 | 16 | 0
Q_gen_MVar | 1 | 20 | 17 | 0
Q_gen_MVar | 1 | 20 | 18 | 0
Q_gen_MVar | 1 | 20 | 19 | 0
Q_gen_MVar | 1 | 20 | 20 | 0
Q_gen_MVar | 1 | 20 | 21 | 0
Q_gen_MVar | 1 | 20 | 22 | 0
Q_gen_MVar | 1 | 20 | 23 | 0
Q_gen_MVar | 1 | 20 | 24 | 0
Q_gen_MVar | 1 | 21 | 1 | 0
Q_gen_MVar | 1 | 21 | 2 | 0
Q_gen_MVar | 1 | 21 | 3 | 0
Q_gen_MVar | 1 | 21 | 4 | 0
Q_gen_MVar | 1 | 21 | 5 | 0
Q_gen_MVar | 1 | 21 | 6 | 0
Q_gen_MVar | 1 | 21 | 7 | 0
Q_gen_MVar | 1 | 21 | 8 | 0
Q_gen_MVar | 1 | 21 | 9 | 0
Q_gen_MVar | 1 | 21 | 10 | 0
Q_gen_MVar | 1 | 21 | 11 | 0
Q_gen_MVar | 1 | 21 | 12 | 0
Q_gen_MVar | 1 | 21 | 13 | 0
Q_gen_MVar | 1 | 21 | 14 | 0
Q_gen_MVar | 1 | 21 | 15 | 0
Q_gen_MVar | 1 | 21 | 16 | 0
Q_gen_MVar | 1 | 21 | 17 | 0
Q_gen_MVar | 1 | 21 | 18 | 0
Q_gen_MVar | 1 | 21 | 19 | 0
Q_gen_MVar | 1 | 21 | 20 | 0
Q_gen_MVar | 1 | 21 | 21 | 0
Q_gen_MVar | 1 | 21 | 22 | 0
Q_gen_MVar | 1 | 21 | 23 | 0
Q_gen_MVar | 1 | 21 | 24 | 0
Q_gen_MVar | 1 | 22 | 1 | 0
Q_gen_MVar | 1 | 22 | 2 | 0
Q_gen_MVar | 1 | 22 | 3 | 0
Q_gen_MVar | 1 | 22 | 4 | 0
Q_gen_MVar | 1 | 22 | 5 | 0
Q_gen_MVar | 1 | 22 | 6 | 0
Q_gen_MVar | 1 | 22 | 7 | 0
Q_gen_MVar | 1 | 22 | 8 | 0
Q_gen_MVar | 1 | 22 | 9 | 0
Q_gen_MVar | 1 | 22 | 10 | 0
Q_gen_MVar | 1 | 22 | 11 | 0
Q_gen_MVar | 1 | 22 | 12 | 0
Q_gen_MVar | 1 | 22 | 13 | 0
Q_gen_MVar | 1 | 22 | 14 | 0
Q_gen_MVar | 1 | 22 | 15 | 0
Q_gen_MVar | 1 | 22 | 16 | 0
Q_gen_MVar | 1 | 22 | 17 | 0
Q_gen_MVar | 1 | 22 | 18 | 0
Q_gen_MVar | 1 | 22 | 19 | 0
Q_gen_MVar | 1 | 22 | 20 | 0
Q_gen_MVar | 1 | 22 | 21 | 0
Q_gen_MVar | 1 | 22 | 22 | 0
Q_gen_MVar | 1 | 22 | 23 | 0
Q_gen_MVar | 1 | 22 | 24 | 0
Q_gen_MVar | 1 | 23 | 1 | 0
Q_gen_MVar | 1 | 23 | 2 | 0
Q_gen_MVar | 1 | 23 | 3 | 0
Q_gen_MVar | 1 | 23 | 4 | 0
Q_gen_MVar | 1 | 23 | 5 | 0
Q_gen_MVar | 1 | 23 | 6 | 0
Q_gen_MVar | 1 | 23 | 7 | 0
Q_gen_MVar | 1 | 23 | 8 | 0
Q_gen_MVar | 1 | 23 | 9 | 0
Q_gen_MVar | 1 | 23 | 10 | 0
Q_gen_MVar | 1 | 23 | 11 | 0
Q_gen_MVar | 1 | 23 | 12 | 0
Q_gen_MVar | 1 | 23 | 13 | 0
Q_gen_MVar | 1 | 23 | 14 | 0
Q_gen_MVar | 1 | 23 | 15 | 0
Q_gen_MVar | 1 | 23 | 16 | 0
Q_gen_MVar | 1 | 23 | 17 | 0
Q_gen_MVar | 1 | 23 | 18 | 0
Q_gen_MVar | 1 | 23 | 19 | 0
Q_gen_MVar | 1 | 23 | 20 | 0
Q_gen_MVar | 1 | 23 | 21 | 0
Q_gen_MVar | 1 | 23 | 22 | 0
Q_gen_MVar | 1 | 23 | 23 | 0
Q_gen_MVar | 1 | 23 | 24 | 0
Q_gen_MVar | 1 | 24 | 1 | 0
Q_gen_MVar | 1 | 24 | 2 | 0
Q_gen_MVar | 1 | 24 | 3 | 0
Q_gen_MVar | 1 | 24 | 4 | 0
Q_gen_MVar | 1 | 24 | 5 | 0
Q_gen_MVar | 1 | 24 | 6 | 0
Q_gen_MVar | 1 | 24 | 7 | 0
Q_gen_MVar | 1 | 24 | 8 | 0
Q_gen_MVar | 1 | 24 | 9 | 0
Q_gen_MVar | 1 | 24 | 10 | 0
Q_gen_MVar | 1 | 24 | 11 | 0
Q_gen_MVar | 1 | 24 | 12 | 0
Q_gen_MVar | 1 | 24 | 13 | 0
Q_gen_MVar | 1 | 24 | 14 | 0
Q_gen_MVar | 1 | 24 | 15 | 0
Q_gen_MVar | 1 | 24 | 16 | 0
Q_gen_MVar | 1 | 24 | 17 | 0
Q_gen_MVar | 1 | 24 | 18 | 0
Q_gen_MVar | 1 | 24 | 19 | 0
Q_gen_MVar | 1 | 24 | 20 | 0
Q_gen_MVar | 1 | 24 | 21 | 0
Q_gen_MVar | 1 | 24 | 22 | 0
Q_gen_MVar | 1 | 24 | 23 | 0
Q_gen_MVar | 1 | 24 | 24 | 0
Q_gen_MVar | 1 | 25 | 1 | 0
Q_gen_MVar | 1 | 25 | 2 | 0
Q_gen_MVar | 1 | 25 | 3 | 0
Q_gen_MVar | 1 | 25 | 4 | 0
Q_gen_MVar | 1 | 25 | 5 | 0
Q_gen_MVar | 1 | 25 | 6 | 0
Q_gen_MVar | 1 | 25 | 7 | 0
Q_gen_MVar | 1 | 25 | 8 | 0
Q_gen_MVar | 1 | 25 | 9 | 0
Q_gen_MVar | 1 | 25 | 10 | 0
Q_gen_MVar | 1 | 25 | 11 | 0
Q_gen_MVar | 1 | 25 | 12 | 0
Q_gen_MVar | 1 | 25 | 13 | 0
Q_gen_MVar | 1 | 25 | 14 | 0
Q_gen_MVar | 1 | 25 | 15 | 0
Q_gen_MVar | 1 | 25 | 16 | 0
Q_gen_MVar | 1 | 25 | 17 | 0
Q_gen_MVar | 1 | 25 | 18 | 0
Q_gen_MVar | 1 | 25 | 19 | 0
Q_gen_MVar | 1 | 25 | 20 | 0
Q_gen_MVar | 1 | 25 | 21 | 0
Q_gen_MVar | 1 | 25 | 22 | 0
Q_gen_MVar | 1 | 25 | 23 | 0
Q_gen_MVar | 1 | 25 | 24 | 0
Q_gen_MVar | 1 | 26 | 1 | 0
Q_gen_MVar | 1 | 26 | 2 | 0
Q_gen_MVar | 1 | 26 | 3 | 0
Q_gen_MVar | 1 | 26 | 4 | 0
Q_gen_MVar | 1 | 26 | 5 | 0
Q_gen_MVar | 1 | 26 | 6 | 0
Q_gen_MVar | 1 | 26 | 7 | 0
Q_gen_MVar | 1 | 26 | 8 | 0
Q_gen_MVar | 1 | 26 | 9 | 0
Q_gen_MVar | 1 | 26 | 10 | 0
Q_gen_MVar | 1 | 26 | 11 | 0
Q_gen_MVar | 1 | 26 | 12 | 0
Q_gen_MVar | 1 | 26 | 13 | 0
Q_gen_MVar | 1 | 26 | 14 | 0
Q_gen_MVar | 1 | 26 | 15 | 0
Q_gen_MVar | 1 | 26 | 16 | 0
Q_gen_MVar | 1 | 26 | 17 | 0
Q_gen_MVar | 1 | 26 | 18 | 0
Q_gen_MVar | 1 | 26 | 19 | 0
Q_gen_MVar | 1 | 26 | 20 | 0
Q_gen_MVar | 1 | 26 | 21 | 0
Q_gen_MVar | 1 | 26 | 22 | 0
Q_gen_MVar | 1 | 26 | 23 | 0
Q_gen_MVar | 1 | 26 | 24 | 0
Q_gen_MVar | 1 | 27 | 1 | 0
Q_gen_MVar | 1 | 27 | 2 | 0
Q_gen_MVar | 1 | 27 | 3 | 0
Q_gen_MVar | 1 | 27 | 4 | 0
Q_gen_MVar | 1 | 27 | 5 | 0
Q_gen_MVar | 1 | 27 | 6 | 0
Q_gen_MVar | 1 | 27 | 7 | 0
Q_gen_MVar | 1 | 27 | 8 | 0
Q_gen_MVar | 1 | 27 | 9 | 0
Q_gen_MVar | 1 | 27 | 10 | 0
Q_gen_MVar | 1 | 27 | 11 | 0
Q_gen_MVar | 1 | 27 | 12 | 0
Q_gen_MVar | 1 | 27 | 13 | 0
Q_gen_MVar | 1 | 27 | 14 | 0
Q_gen_MVar | 1 | 27 | 15 | 0
Q_gen_MVar | 1 | 27 | 16 | 0
Q_gen_MVar | 1 | 27 | 17 | 0
Q_gen_MVar | 1 | 27 | 18 | 0
Q_gen_MVar | 1 | 27 | 19 | 0
Q_gen_MVar | 1 | 27 | 20 | 0
Q_gen_MVar | 1 | 27 | 21 | 0
Q_gen_MVar | 1 | 27 | 22 | 0
Q_gen_MVar | 1 | 27 | 23 | 0
Q_gen_MVar | 1 | 27 | 24 | 0
Q_gen_MVar | 1 | 28 | 1 | 0
Q_gen_MVar | 1 | 28 | 2 | 0
Q_gen_MVar | 1 | 28 | 3 | 0
Q_gen_MVar | 1 | 28 | 4 | 0
Q_gen_MVar | 1 | 28 | 5 | 0
Q_gen_MVar | 1 | 28 | 6 | 0
Q_gen_MVar | 1 | 28 | 7 | 0
Q_gen_MVar | 1 | 28 | 8 | 0
Q_gen_MVar | 1 | 28 | 9 | 0
Q_gen_MVar | 1 | 28 | 10 | 0
Q_gen_MVar | 1 | 28 | 11 | 0
Q_gen_MVar | 1 | 28 | 12 | 0
Q_gen_MVar | 1 | 28 | 13 | 0
Q_gen_MVar | 1 | 28 | 14 | 0
Q_gen_MVar | 1 | 28 | 15 | 0
Q_gen_MVar | 1 | 28 | 16 | 0
Q_gen_MVar | 1 | 28 | 17 | 0
Q_gen_MVar | 1 | 28 | 18 | 0
Q_gen_MVar | 1 | 28 | 19 | 0
Q_gen_MVar | 1 | 28 | 20 | 0
Q_gen_MVar | 1 | 28 | 21 | 0
Q_gen_MVar | 1 | 28 | 22 | 0
Q_gen_MVar | 1 | 28 | 23 | 0
Q_gen_MVar | 1 | 28 | 24 | 0
Q_gen_MVar | 1 | 29 | 1 | 0
Q_gen_MVar | 1 | 29 | 2 | 0
Q_gen_MVar | 1 | 29 | 3 | 0
Q_gen_MVar | 1 | 29 | 4 | 0
Q_gen_MVar | 1 | 29 | 5 | 0
Q_gen_MVar | 1 | 29 | 6 | 0
Q_gen_MVar | 1 | 29 | 7 | 0
Q_gen_MVar | 1 | 29 | 8 | 0
Q_gen_MVar | 1 | 29 | 9 | 0
Q_gen_MVar | 1 | 29 | 10 | 0
Q_gen_MVar | 1 | 29 | 11 | 0
Q_gen_MVar | 1 | 29 | 12 | 0
Q_gen_MVar | 1 | 29 | 13 | 0
Q_gen_MVar | 1 | 29 | 14 | 0
Q_gen_MVar | 1 | 29 | 15 | 0
Q_gen_MVar | 1 | 29 | 16 | 0
Q_gen_MVar | 1 | 29 | 17 | 0
Q_gen_MVar | 1 | 29 | 18 | 0
Q_gen_MVar | 1 | 29 | 19 | 0
Q_gen_MVar | 1 | 29 | 20 | 0
Q_gen_MVar | 1 | 29 | 21 | 0
Q_gen_MVar | 1 | 29 | 22 | 0
Q_gen_MVar | 1 | 29 | 23 | 0
Q_gen_MVar | 1 | 29 | 24 | 0
Q_gen_MVar | 1 | 30 | 1 | 0
Q_gen_MVar | 1 | 30 | 2 | 0
Q_gen_MVar | 1 | 30 | 3 | 0
Q_gen_MVar | 1 | 30 | 4 | 0
Q_gen_MVar | 1 | 30 | 5 | 0
Q_gen_MVar | 1 | 30 | 6 | 0
Q_gen_MVar | 1 | 30 | 7 | 0
Q_gen_MVar | 1 | 30 | 8 | 0
Q_gen_MVar | 1 | 30 | 9 | 0
Q_gen_MVar | 1 | 30 | 10 | 0
Q_gen_MVar | 1 | 30 | 11 | 0
Q_gen_MVar | 1 | 30 | 12 | 0
Q_gen_MVar | 1 | 30 | 13 | 0
Q_gen_MVar | 1 | 30 | 14 | 0
Q_gen_MVar | 1 | 30 | 15 | 0
Q_gen_MVar | 1 | 30 | 16 | 0
Q_gen_MVar | 1 | 30 | 17 | 0
Q_gen_MVar | 1 | 30 | 18 | 0
Q_gen_MVar | 1 | 30 | 19 | 0
Q_gen_MVar | 1 | 30 | 20 | 0
Q_gen_MVar | 1 | 30 | 21 | 0
Q_gen_MVar | 1 | 30 | 22 | 0
Q_gen_MVar | 1 | 30 | 23 | 0
Q_gen_MVar | 1 | 30 | 24 | 0
Q_gen_MVar | 1 | 31 | 1 | 0
Q_gen_MVar | 1 | 31 | 2 | 0
Q_gen_MVar | 1 | 31 | 3 | 0
Q_gen_MVar | 1 | 31 | 4 | 0
Q_gen_MVar | 1 | 31 | 5 | 0
Q_gen_MVar | 1 | 31 | 6 | 0
Q_gen_MVar | 1 | 31 | 7 | 0
Q_gen_MVar | 1 | 31 | 8 | 0
Q_gen_MVar | 1 | 31 | 9 | 0
Q_gen_MVar | 1 | 31 | 10 | 0
Q_gen_MVar | 1 | 31 | 11 | 0
Q_gen_MVar | 1 | 31 | 12 | 0
Q_gen_MVar | 1 | 31 | 13 | 0
Q_gen_MVar | 1 | 31 | 14 | 0
Q_gen_MVar | 1 | 31 | 15 | 0
Q_gen_MVar | 1 | 31 | 16 | 0
Q_gen_MVar | 1 | 31 | 17 | 0
Q_gen_MVar | 1 | 31 | 18 | 0
Q_gen_MVar | 1 | 31 | 19 | 0
Q_gen_MVar | 1 | 31 | 20 | 0
Q_gen_MVar | 1 | 31 | 21 | 0
Q_gen_MVar | 1 | 31 | 22 | 0
Q_gen_MVar | 1 | 31 | 23 | 0
Q_gen_MVar | 1 | 31 | 24 | 0
Q_gen_MVar | 1 | 32 | 1 | 0
Q_gen_MVar | 1 | 32 | 2 | 0
Q_gen_MVar | 1 | 32 | 3 | 0
Q_gen_MVar | 1 | 32 | 4 | 0
Q_gen_MVar | 1 | 32 | 5 | 0
Q_gen_MVar | 1 | 32 | 6 | 0
Q_gen_MVar | 1 | 32 | 7 | 0
Q_gen_MVar | 1 | 32 | 8 | 0
Q_gen_MVar | 1 | 32 | 9 | 0
Q_gen_MVar | 1 | 32 | 10 | 0
Q_gen_MVar | 1 | 32 | 11 | 0
Q_gen_MVar | 1 | 32 | 12 | 0
Q_gen_MVar | 1 | 32 | 13 | 0
Q_gen_MVar | 1 | 32 | 14 | 0
Q_gen_MVar | 1 | 32 | 15 | 0
Q_gen_MVar | 1 | 32 | 16 | 0
Q_gen_MVar | 1 | 32 | 17 | 0
Q_gen_MVar | 1 | 32 | 18 | 0
Q_gen_MVar | 1 | 32 | 19 | 0
Q_gen_MVar | 1 | 32 | 20 | 0
Q_gen_MVar | 1 | 32 | 21 | 0
Q_gen_MVar | 1 | 32 | 22 | 0
Q_gen_MVar | 1 | 32 | 23 | 0
Q_gen_MVar | 1 | 32 | 24 | 0
Q_gen_MVar | 1 | 33 | 1 | 0
Q_gen_MVar | 1 | 33 | 2 | 0
Q_gen_MVar | 1 | 33 | 3 | 0
Q_gen_MVar | 1 | 33 | 4 | 0
Q_gen_MVar | 1 | 33 | 5 | 0
Q_gen_MVar | 1 | 33 | 6 | 0
Q_gen_MVar | 1 | 33 | 7 | 0
Q_gen_MVar | 1 | 33 | 8 | 0
Q_gen_MVar | 1 | 33 | 9 | 0
Q_gen_MVar | 1 | 33 | 10 | 0
Q_gen_MVar | 1 | 33 | 11 | 0
Q_gen_MVar | 1 | 33 | 12 | 0
Q_gen_MVar | 1 | 33 | 13 | 0
Q_gen_MVar | 1 | 33 | 14 | 0
Q_gen_MVar | 1 | 33 | 15 | 0
Q_gen_MVar | 1 | 33 | 16 | 0
Q_gen_MVar | 1 | 33 | 17 | 0
Q_gen_MVar | 1 | 33 | 18 | 0
Q_gen_MVar | 1 | 33 | 19 | 0
Q_gen_MVar | 1 | 33 | 20 | 0
Q_gen_MVar | 1 | 33 | 21 | 0
Q_gen_MVar | 1 | 33 | 22 | 0
Q_gen_MVar | 1 | 33 | 23 | 0
Q_gen_MVar | 1 | 33 | 24 | 0
Q_gen_MVar | 2 | 1 | 1 | 0
Q_gen_MVar | 2 | 1 | 2 | 0
Q_gen_MVar | 2 | 1 | 3 | 0
Q_gen_MVar | 2 | 1 | 4 | 0
Q_gen_MVar | 2 | 1 | 5 | 0
Q_gen_MVar | 2 | 1 | 6 | 0
Q_gen_MVar | 2 | 1 | 7 | 0
Q_gen_MVar | 2 | 1 | 8 | 0
Q_gen_MVar | 2 | 1 | 9 | 0
Q_gen_MVar | 2 | 1 | 10 | 0
Q_gen_MVar | 2 | 1 | 11 | 0
Q_gen_MVar | 2 | 1 | 12 | 0
Q_gen_MVar | 2 | 1 | 13 | 0
Q_gen_MVar | 2 | 1 | 14 | 0
Q_gen_MVar | 2 | 1 | 15 | 0
Q_gen_MVar | 2 | 1 | 16 | 0
Q_gen_MVar | 2 | 1 | 17 | 0
Q_gen_MVar | 2 | 1 | 18 | 0
Q_gen_MVar | 2 | 1 | 19 | 0
Q_gen_MVar | 2 | 1 | 20 | 0
Q_gen_MVar | 2 | 1 | 21 | 0
Q_gen_MVar | 2 | 1 | 22 | 0
Q_gen_MVar | 2 | 1 | 23 | 0
Q_gen_MVar | 2 | 1 | 24 | 0
Q_gen_MVar | 2 | 2 | 1 | 0
Q_gen_MVar | 2 | 2 | 2 | 0
Q_gen_MVar | 2 | 2 | 3 | 0
Q_gen_MVar | 2 | 2 | 4 | 0
Q_gen_MVar | 2 | 2 | 5 | 0
Q_gen_MVar | 2 | 2 | 6 | 0
Q_gen_MVar | 2 | 2 | 7 | 0
Q_gen_MVar | 2 | 2 | 8 | 0
Q_gen_MVar | 2 | 2 | 9 | 0
Q_gen_MVar | 2 | 2 | 10 | 0
Q_gen_MVar | 2 | 2 | 11 | 0
Q_gen_MVar | 2 | 2 | 12 | 0
Q_gen_MVar | 2 | 2 | 13 | 0
Q_gen_MVar | 2 | 2 | 14 | 0
Q_gen_MVar | 2 | 2 | 15 | 0
Q_gen_MVar | 2 | 2 | 16 | 0
Q_gen_MVar | 2 | 2 | 17 | 0
Q_gen_MVar | 2 | 2 | 18 | 0
Q_gen_MVar | 2 | 2 | 19 | 0
Q_gen_MVar | 2 | 2 | 20 | 0
Q_gen_MVar | 2 | 2 | 21 | 0
Q_gen_MVar | 2 | 2 | 22 | 0
Q_gen_MVar | 2 | 2 | 23 | 0
Q_gen_MVar | 2 | 2 | 24 | 0
Q_gen_MVar | 2 | 3 | 1 | 0
Q_gen_MVar | 2 | 3 | 2 | 0
Q_gen_MVar | 2 | 3 | 3 | 0
Q_gen_MVar | 2 | 3 | 4 | 0
Q_gen_MVar | 2 | 3 | 5 | 0
Q_gen_MVar | 2 | 3 | 6 | 0
Q_gen_MVar | 2 | 3 | 7 | 0
Q_gen_MVar | 2 | 3 | 8 | 0
Q_gen_MVar | 2 | 3 | 9 | 0
Q_gen_MVar | 2 | 3 | 10 | 0
Q_gen_MVar | 2 | 3 | 11 | 0
Q_gen_MVar | 2 | 3 | 12 | 0
Q_gen_MVar | 2 | 3 | 13 | 0
Q_gen_MVar | 2 | 3 | 14 | 0
Q_gen_MVar | 2 | 3 | 15 | 0
Q_gen_MVar | 2 | 3 | 16 | 0
Q_gen_MVar | 2 | 3 | 17 | 0
Q_gen_MVar | 2 | 3 | 18 | 0
Q_gen_MVar | 2 | 3 | 19 | 0
Q_gen_MVar | 2 | 3 | 20 | 0
Q_gen_MVar | 2 | 3 | 21 | 0
Q_gen_MVar | 2 | 3 | 22 | 0
Q_gen_MVar | 2 | 3 | 23 | 0
Q_gen_MVar | 2 | 3 | 24 | 0
Q_gen_MVar | 2 | 4 | 1 | 0
Q_gen_MVar | 2 | 4 | 2 | 0
Q_gen_MVar | 2 | 4 | 3 | 0
Q_gen_MVar | 2 | 4 | 4 | 0
Q_gen_MVar | 2 | 4 | 5 | 0
Q_gen_MVar | 2 | 4 | 6 | 0
Q_gen_MVar | 2 | 4 | 7 | 0
Q_gen_MVar | 2 | 4 | 8 | 0
Q_gen_MVar | 2 | 4 | 9 | 0
Q_gen_MVar | 2 | 4 | 10 | 0
Q_gen_MVar | 2 | 4 | 11 | 0
Q_gen_MVar | 2 | 4 | 12 | 0
Q_gen_MVar | 2 | 4 | 13 | 0
Q_gen_MVar | 2 | 4 | 14 | 0
Q_gen_MVar | 2 | 4 | 15 | 0
Q_gen_MVar | 2 | 4 | 16 | 0
Q_gen_MVar | 2 | 4 | 17 | 0
Q_gen_MVar | 2 | 4 | 18 | 0
Q_gen_MVar | 2 | 4 | 19 | 0
Q_gen_MVar | 2 | 4 | 20 | 0
Q_gen_MVar | 2 | 4 | 21 | 0
Q_gen_MVar | 2 | 4 | 22 | 0
Q_gen_MVar | 2 | 4 | 23 | 0
Q_gen_MVar | 2 | 4 | 24 | 0
Q_gen_MVar | 2 | 5 | 1 | 0
Q_gen_MVar | 2 | 5 | 2 | 0
Q_gen_MVar | 2 | 5 | 3 | 0
Q_gen_MVar | 2 | 5 | 4 | 0
Q_gen_MVar | 2 | 5 | 5 | 0
Q_gen_MVar | 2 | 5 | 6 | 0
Q_gen_MVar | 2 | 5 | 7 | 0
Q_gen_MVar | 2 | 5 | 8 | 0
Q_gen_MVar | 2 | 5 | 9 | 0
Q_gen_MVar | 2 | 5 | 10 | 0
Q_gen_MVar | 2 | 5 | 11 | 0
Q_gen_MVar | 2 | 5 | 12 | 0
Q_gen_MVar | 2 | 5 | 13 | 0
Q_gen_MVar | 2 | 5 | 14 | 0
Q_gen_MVar | 2 | 5 | 15 | 0
Q_gen_MVar | 2 | 5 | 16 | 0
Q_gen_MVar | 2 | 5 | 17 | 0
Q_gen_MVar | 2 | 5 | 18 | 0
Q_gen_MVar | 2 | 5 | 19 | 0
Q_gen_MVar | 2 | 5 | 20 | 0
Q_gen_MVar | 2 | 5 | 21 | 0
Q_gen_MVar | 2 | 5 | 22 | 0
Q_gen_MVar | 2 | 5 | 23 | 0
Q_gen_MVar | 2 | 5 | 24 | 0
Q_gen_MVar | 2 | 6 | 1 | 0
Q_gen_MVar | 2 | 6 | 2 | 0
Q_gen_MVar | 2 | 6 | 3 | 0
Q_gen_MVar | 2 | 6 | 4 | 0
Q_gen_MVar | 2 | 6 | 5 | 0
Q_gen_MVar | 2 | 6 | 6 | 0
Q_gen_MVar | 2 | 6 | 7 | 0
Q_gen_MVar | 2 | 6 | 8 | 0
Q_gen_MVar | 2 | 6 | 9 | 0
Q_gen_MVar | 2 | 6 | 10 | 0
Q_gen_MVar | 2 | 6 | 11 | 0
Q_gen_MVar | 2 | 6 | 12 | 0
Q_gen_MVar | 2 | 6 | 13 | 0
Q_gen_MVar | 2 | 6 | 14 | 0
Q_gen_MVar | 2 | 6 | 15 | 0
Q_gen_MVar | 2 | 6 | 16 | 0
Q_gen_MVar | 2 | 6 | 17 | 0
Q_gen_MVar | 2 | 6 | 18 | 0
Q_gen_MVar | 2 | 6 | 19 | 0
Q_gen_MVar | 2 | 6 | 20 | 0
Q_gen_MVar | 2 | 6 | 21 | 0
Q_gen_MVar | 2 | 6 | 22 | 0
Q_gen_MVar | 2 | 6 | 23 | 0
Q_gen_MVar | 2 | 6 | 24 | 0
Q_gen_MVar | 2 | 7 | 1 | 0
Q_gen_MVar | 2 | 7 | 2 | 0
Q_gen_MVar | 2 | 7 | 3 | 0
Q_gen_MVar | 2 | 7 | 4 | 0
Q_gen_MVar | 2 | 7 | 5 | 0
Q_gen_MVar | 2 | 7 | 6 | 0
Q_gen_MVar | 2 | 7 | 7 | 0
Q_gen_MVar | 2 | 7 | 8 | 0
Q_gen_MVar | 2 | 7 | 9 | 0
Q_gen_MVar | 2 | 7 | 10 | 0
Q_gen_MVar | 2 | 7 | 11 | 0
Q_gen_MVar | 2 | 7 | 12 | 0
Q_gen_MVar | 2 | 7 | 13 | 0
Q_gen_MVar | 2 | 7 | 14 | 0
Q_gen_MVar | 2 | 7 | 15 | 0
Q_gen_MVar | 2 | 7 | 16 | 0
Q_gen_MVar | 2 | 7 | 17 | 0
Q_gen_MVar | 2 | 7 | 18 | 0
Q_gen_MVar | 2 | 7 | 19 | 0
Q_gen_MVar | 2 | 7 | 20 | 0
Q_gen_MVar | 2 | 7 | 21 | 0
Q_gen_MVar | 2 | 7 | 22 | 0
Q_gen_MVar | 2 | 7 | 23 | 0
Q_gen_MVar | 2 | 7 | 24 | 0
Q_gen_MVar | 2 | 8 | 1 | 0
Q_gen_MVar | 2 | 8 | 2 | 0
Q_gen_MVar | 2 | 8 | 3 | 0
Q_gen_MVar | 2 | 8 | 4 | 0
Q_gen_MVar | 2 | 8 | 5 | 0
Q_gen_MVar | 2 | 8 | 6 | 0
Q_gen_MVar | 2 | 8 | 7 | 0
Q_gen_MVar | 2 | 8 | 8 | 0
Q_gen_MVar | 2 | 8 | 9 | 0
Q_gen_MVar | 2 | 8 | 10 | 0
Q_gen_MVar | 2 | 8 | 11 | 0
Q_gen_MVar | 2 | 8 | 12 | 0
Q_gen_MVar | 2 | 8 | 13 | 0
Q_gen_MVar | 2 | 8 | 14 | 0
Q_gen_MVar | 2 | 8 | 15 | 0
Q_gen_MVar | 2 | 8 | 16 | 0
Q_gen_MVar | 2 | 8 | 17 | 0
Q_gen_MVar | 2 | 8 | 18 | 0
Q_gen_MVar | 2 | 8 | 19 | 0
Q_gen_MVar | 2 | 8 | 20 | 0
Q_gen_MVar | 2 | 8 | 21 | 0
Q_gen_MVar | 2 | 8 | 22 | 0
Q_gen_MVar | 2 | 8 | 23 | 0
Q_gen_MVar | 2 | 8 | 24 | 0
Q_gen_MVar | 2 | 9 | 1 | 0
Q_gen_MVar | 2 | 9 | 2 | 0
Q_gen_MVar | 2 | 9 | 3 | 0
Q_gen_MVar | 2 | 9 | 4 | 0
Q_gen_MVar | 2 | 9 | 5 | 0
Q_gen_MVar | 2 | 9 | 6 | 0
Q_gen_MVar | 2 | 9 | 7 | 0
Q_gen_MVar | 2 | 9 | 8 | 0
Q_gen_MVar | 2 | 9 | 9 | 0
Q_gen_MVar | 2 | 9 | 10 | 0
Q_gen_MVar | 2 | 9 | 11 | 0
Q_gen_MVar | 2 | 9 | 12 | 0
Q_gen_MVar | 2 | 9 | 13 | 0
Q_gen_MVar | 2 | 9 | 14 | 0
Q_gen_MVar | 2 | 9 | 15 | 0
Q_gen_MVar | 2 | 9 | 16 | 0
Q_gen_MVar | 2 | 9 | 17 | 0
Q_gen_MVar | 2 | 9 | 18 | 0
Q_gen_MVar | 2 | 9 | 19 | 0
Q_gen_MVar | 2 | 9 | 20 | 0
Q_gen_MVar | 2 | 9 | 21 | 0
Q_gen_MVar | 2 | 9 | 22 | 0
Q_gen_MVar | 2 | 9 | 23 | 0
Q_gen_MVar | 2 | 9 | 24 | 0
Q_gen_MVar | 2 | 10 | 1 | 0
Q_gen_MVar | 2 | 10 | 2 | 0
Q_gen_MVar | 2 | 10 | 3 | 0
Q_gen_MVar | 2 | 10 | 4 | 0
Q_gen_MVar | 2 | 10 | 5 | 0
Q_gen_MVar | 2 | 10 | 6 | 0
Q_gen_MVar | 2 | 10 | 7 | 0
Q_gen_MVar | 2 | 10 | 8 | 0
Q_gen_MVar | 2 | 10 | 9 | 0
Q_gen_MVar | 2 | 10 | 10 | 0
Q_gen_MVar | 2 | 10 | 11 | 0
Q_gen_MVar | 2 | 10 | 12 | 0
Q_gen_MVar | 2 | 10 | 13 | 0
Q_gen_MVar | 2 | 10 | 14 | 0
Q_gen_MVar | 2 | 10 | 15 | 0
Q_gen_MVar | 2 | 10 | 16 | 0
Q_gen_MVar | 2 | 10 | 17 | 0
Q_gen_MVar | 2 | 10 | 18 | 0
Q_gen_MVar | 2 | 10 | 19 | 0
Q_gen_MVar | 2 | 10 | 20 | 0
Q_gen_MVar | 2 | 10 | 21 | 0
Q_gen_MVar | 2 | 10 | 22 | 0
Q_gen_MVar | 2 | 10 | 23 | 0
Q_gen_MVar | 2 | 10 | 24 | 0
Q_gen_MVar | 2 | 11 | 1 | 0
Q_gen_MVar | 2 | 11 | 2 | 0
Q_gen_MVar | 2 | 11 | 3 | 0
Q_gen_MVar | 2 | 11 | 4 | 0
Q_gen_MVar | 2 | 11 | 5 | 0
Q_gen_MVar | 2 | 11 | 6 | 0
Q_gen_MVar | 2 | 11 | 7 | 0
Q_gen_MVar | 2 | 11 | 8 | 0
Q_gen_MVar | 2 | 11 | 9 | 0
Q_gen_MVar | 2 | 11 | 10 | 0
Q_gen_MVar | 2 | 11 | 11 | 0
Q_gen_MVar | 2 | 11 | 12 | 0
Q_gen_MVar | 2 | 11 | 13 | 0
Q_gen_MVar | 2 | 11 | 14 | 0
Q_gen_MVar | 2 | 11 | 15 | 0
Q_gen_MVar | 2 | 11 | 16 | 0
Q_gen_MVar | 2 | 11 | 17 | 0
Q_gen_MVar | 2 | 11 | 18 | 0
Q_gen_MVar | 2 | 11 | 19 | 0
Q_gen_MVar | 2 | 11 | 20 | 0
Q_gen_MVar | 2 | 11 | 21 | 0
Q_gen_MVar | 2 | 11 | 22 | 0
Q_gen_MVar | 2 | 11 | 23 | 0
Q_gen_MVar | 2 | 11 | 24 | 0
Q_gen_MVar | 2 | 12 | 1 | 0
Q_gen_MVar | 2 | 12 | 2 | 0
Q_gen_MVar | 2 | 12 | 3 | 0
Q_gen_MVar | 2 | 12 | 4 | 0
Q_gen_MVar | 2 | 12 | 5 | 0
Q_gen_MVar | 2 | 12 | 6 | 0
Q_gen_MVar | 2 | 12 | 7 | 0
Q_gen_MVar | 2 | 12 | 8 | 0
Q_gen_MVar | 2 | 12 | 9 | 0
Q_gen_MVar | 2 | 12 | 10 | 0
Q_gen_MVar | 2 | 12 | 11 | 0
Q_gen_MVar | 2 | 12 | 12 | 0
Q_gen_MVar | 2 | 12 | 13 | 0
Q_gen_MVar | 2 | 12 | 14 | 0
Q_gen_MVar | 2 | 12 | 15 | 0
Q_gen_MVar | 2 | 12 | 16 | 0
Q_gen_MVar | 2 | 12 | 17 | 0
Q_gen_MVar | 2 | 12 | 18 | 0
Q_gen_MVar | 2 | 12 | 19 | 0
Q_gen_MVar | 2 | 12 | 20 | 0
Q_gen_MVar | 2 | 12 | 21 | 0
Q_gen_MVar | 2 | 12 | 22 | 0
Q_gen_MVar | 2 | 12 | 23 | 0
Q_gen_MVar | 2 | 12 | 24 | 0
Q_gen_MVar | 2 | 13 | 1 | 0
Q_gen_MVar | 2 | 13 | 2 | 0
Q_gen_MVar | 2 | 13 | 3 | 0
Q_gen_MVar | 2 | 13 | 4 | 0
Q_gen_MVar | 2 | 13 | 5 | 0
Q_gen_MVar | 2 | 13 | 6 | 0
Q_gen_MVar | 2 | 13 | 7 | 0
Q_gen_MVar | 2 | 13 | 8 | 0
Q_gen_MVar | 2 | 13 | 9 | 0
Q_gen_MVar | 2 | 13 | 10 | 0
Q_gen_MVar | 2 | 13 | 11 | 0
Q_gen_MVar | 2 | 13 | 12 | 0
Q_gen_MVar | 2 | 13 | 13 | 0
Q_gen_MVar | 2 | 13 | 14 | 0
Q_gen_MVar | 2 | 13 | 15 | 0
Q_gen_MVar | 2 | 13 | 16 | 0
Q_gen_MVar | 2 | 13 | 17 | 0
Q_gen_MVar | 2 | 13 | 18 | 0
Q_gen_MVar | 2 | 13 | 19 | 0
Q_gen_MVar | 2 | 13 | 20 | 0
Q_gen_MVar | 2 | 13 | 21 | 0
Q_gen_MVar | 2 | 13 | 22 | 0
Q_gen_MVar | 2 | 13 | 23 | 0
Q_gen_MVar | 2 | 13 | 24 | 0
Q_gen_MVar | 2 | 14 | 1 | 0
Q_gen_MVar | 2 | 14 | 2 | 0
Q_gen_MVar | 2 | 14 | 3 | 0
Q_gen_MVar | 2 | 14 | 4 | 0
Q_gen_MVar | 2 | 14 | 5 | 0
Q_gen_MVar | 2 | 14 | 6 | 0
Q_gen_MVar | 2 | 14 | 7 | 0
Q_gen_MVar | 2 | 14 | 8 | 0
Q_gen_MVar | 2 | 14 | 9 | 0
Q_gen_MVar | 2 | 14 | 10 | 0
Q_gen_MVar | 2 | 14 | 11 | 0
Q_gen_MVar | 2 | 14 | 12 | 0
Q_gen_MVar | 2 | 14 | 13 | 0
Q_gen_MVar | 2 | 14 | 14 | 0
Q_gen_MVar | 2 | 14 | 15 | 0
Q_gen_MVar | 2 | 14 | 16 | 0
Q_gen_MVar | 2 | 14 | 17 | 0
Q_gen_MVar | 2 | 14 | 18 | 0
Q_gen_MVar | 2 | 14 | 19 | 0
Q_gen_MVar | 2 | 14 | 20 | 0
Q_gen_MVar | 2 | 14 | 21 | 0
Q_gen_MVar | 2 | 14 | 22 | 0
Q_gen_MVar | 2 | 14 | 23 | 0
Q_gen_MVar | 2 | 14 | 24 | 0
Q_gen_MVar | 2 | 15 | 1 | 0
Q_gen_MVar | 2 | 15 | 2 | 0
Q_gen_MVar | 2 | 15 | 3 | 0
Q_gen_MVar | 2 | 15 | 4 | 0
Q_gen_MVar | 2 | 15 | 5 | 0
Q_gen_MVar | 2 | 15 | 6 | 0
Q_gen_MVar | 2 | 15 | 7 | 0
Q_gen_MVar | 2 | 15 | 8 | 0
Q_gen_MVar | 2 | 15 | 9 | 0
Q_gen_MVar | 2 | 15 | 10 | 0
Q_gen_MVar | 2 | 15 | 11 | 0
Q_gen_MVar | 2 | 15 | 12 | 0
Q_gen_MVar | 2 | 15 | 13 | 0
Q_gen_MVar | 2 | 15 | 14 | 0
Q_gen_MVar | 2 | 15 | 15 | 0
Q_gen_MVar | 2 | 15 | 16 | 0
Q_gen_MVar | 2 | 15 | 17 | 0
Q_gen_MVar | 2 | 15 | 18 | 0
Q_gen_MVar | 2 | 15 | 19 | 0
Q_gen_MVar | 2 | 15 | 20 | 0
Q_gen_MVar | 2 | 15 | 21 | 0
Q_gen_MVar | 2 | 15 | 22 | 0
Q_gen_MVar | 2 | 15 | 23 | 0
Q_gen_MVar | 2 | 15 | 24 | 0
Q_gen_MVar | 2 | 16 | 1 | 0
Q_gen_MVar | 2 | 16 | 2 | 0
Q_gen_MVar | 2 | 16 | 3 | 0
Q_gen_MVar | 2 | 16 | 4 | 0
Q_gen_MVar | 2 | 16 | 5 | 0
Q_gen_MVar | 2 | 16 | 6 | 0
Q_gen_MVar | 2 | 16 | 7 | 0
Q_gen_MVar | 2 | 16 | 8 | 0
Q_gen_MVar | 2 | 16 | 9 | 0
Q_gen_MVar | 2 | 16 | 10 | 0
Q_gen_MVar | 2 | 16 | 11 | 0
Q_gen_MVar | 2 | 16 | 12 | 0
Q_gen_MVar | 2 | 16 | 13 | 0
Q_gen_MVar | 2 | 16 | 14 | 0
Q_gen_MVar | 2 | 16 | 15 | 0
Q_gen_MVar | 2 | 16 | 16 | 0
Q_gen_MVar | 2 | 16 | 17 | 0
Q_gen_MVar | 2 | 16 | 18 | 0
Q_gen_MVar | 2 | 16 | 19 | 0
Q_gen_MVar | 2 | 16 | 20 | 0
Q_gen_MVar | 2 | 16 | 21 | 0
Q_gen_MVar | 2 | 16 | 22 | 0
Q_gen_MVar | 2 | 16 | 23 | 0
Q_gen_MVar | 2 | 16 | 24 | 0
Q_gen_MVar | 2 | 17 | 1 | 0
Q_gen_MVar | 2 | 17 | 2 | 0
Q_gen_MVar | 2 | 17 | 3 | 0
Q_gen_MVar | 2 | 17 | 4 | 0
Q_gen_MVar | 2 | 17 | 5 | 0
Q_gen_MVar | 2 | 17 | 6 | 0
Q_gen_MVar | 2 | 17 | 7 | 0
Q_gen_MVar | 2 | 17 | 8 | 0
Q_gen_MVar | 2 | 17 | 9 | 0
Q_gen_MVar | 2 | 17 | 10 | 0
Q_gen_MVar | 2 | 17 | 11 | 0
Q_gen_MVar | 2 | 17 | 12 | 0
Q_gen_MVar | 2 | 17 | 13 | 0
Q_gen_MVar | 2 | 17 | 14 | 0
Q_gen_MVar | 2 | 17 | 15 | 0
Q_gen_MVar | 2 | 17 | 16 | 0
Q_gen_MVar | 2 | 17 | 17 | 0
Q_gen_MVar | 2 | 17 | 18 | 0
Q_gen_MVar | 2 | 17 | 19 | 0
Q_gen_MVar | 2 | 17 | 20 | 0
Q_gen_MVar | 2 | 17 | 21 | 0
Q_gen_MVar | 2 | 17 | 22 | 0
Q_gen_MVar | 2 | 17 | 23 | 0
Q_gen_MVar | 2 | 17 | 24 | 0
Q_gen_MVar | 2 | 18 | 1 | 0
Q_gen_MVar | 2 | 18 | 2 | 0
Q_gen_MVar | 2 | 18 | 3 | 0
Q_gen_MVar | 2 | 18 | 4 | 0
Q_gen_MVar | 2 | 18 | 5 | 0
Q_gen_MVar | 2 | 18 | 6 | 0.0058824
Q_gen_MVar | 2 | 18 | 7 | 0.0058824
Q_gen_MVar | 2 | 18 | 8 | 0.011765
Q_gen_MVar | 2 | 18 | 9 | 0.029412
Q_gen_MVar | 2 | 18 | 10 | 0.047059
Q_gen_MVar | 2 | 18 | 11 | 0.070588
Q_gen_MVar | 2 | 18 | 12 | 0.088235
Q_gen_MVar | 2 | 18 | 13 | 0.1
Q_gen_MVar | 2 | 18 | 14 | 0.088235
Q_gen_MVar | 2 | 18 | 15 | 0.082353
Q_gen_MVar | 2 | 18 | 16 | 0.058824
Q_gen_MVar | 2 | 18 | 17 | 0.047059
Q_gen_MVar | 2 | 18 | 18 | 0.029412
Q_gen_MVar | 2 | 18 | 19 | 0.011765
Q_gen_MVar | 2 | 18 | 20 | 0
Q_gen_MVar | 2 | 18 | 21 | 0
Q_gen_MVar | 2 | 18 | 22 | 0
Q_gen_MVar | 2 | 18 | 23 | 0
Q_gen_MVar | 2 | 18 | 24 | 0
Q_gen_MVar | 2 | 19 | 1 | 0
Q_gen_MVar | 2 | 19 | 2 | 0
Q_gen_MVar | 2 | 19 | 3 | 0
Q_gen_MVar | 2 | 19 | 4 | 0
Q_gen_MVar | 2 | 19 | 5 | 0
Q_gen_MVar | 2 | 19 | 6 | 0
Q_gen_MVar | 2 | 19 | 7 | 0
Q_gen_MVar | 2 | 19 | 8 | 0
Q_gen_MVar | 2 | 19 | 9 | 0
Q_gen_MVar | 2 | 19 | 10 | 0
Q_gen_MVar | 2 | 19 | 11 | 0
Q_gen_MVar | 2 | 19 | 12 | 0
Q_gen_MVar | 2 | 19 | 13 | 0
Q_gen_MVar | 2 | 19 | 14 | 0
Q_gen_MVar | 2 | 19 | 15 | 0
Q_gen_MVar | 2 | 19 | 16 | 0
Q_gen_MVar | 2 | 19 | 17 | 0
Q_gen_MVar | 2 | 19 | 18 | 0
Q_gen_MVar | 2 | 19 | 19 | 0
Q_gen_MVar | 2 | 19 | 20 | 0
Q_gen_MVar | 2 | 19 | 21 | 0
Q_gen_MVar | 2 | 19 | 22 | 0
Q_gen_MVar | 2 | 19 | 23 | 0
Q_gen_MVar | 2 | 19 | 24 | 0
Q_gen_MVar | 2 | 20 | 1 | 0
Q_gen_MVar | 2 | 20 | 2 | 0
Q_gen_MVar | 2 | 20 | 3 | 0
Q_gen_MVar | 2 | 20 | 4 | 0
Q_gen_MVar | 2 | 20 | 5 | 0
Q_gen_MVar | 2 | 20 | 6 | 0
Q_gen_MVar | 2 | 20 | 7 | 0
Q_gen_MVar | 2 | 20 | 8 | 0
Q_gen_MVar | 2 | 20 | 9 | 0
Q_gen_MVar | 2 | 20 | 10 | 0
Q_gen_MVar | 2 | 20 | 11 | 0
Q_gen_MVar | 2 | 20 | 12 | 0
Q_gen_MVar | 2 | 20 | 13 | 0
Q_gen_MVar | 2 | 20 | 14 | 0
Q_gen_MVar | 2 | 20 | 15 | 0
Q_gen_MVar | 2 | 20 | 16 | 0
Q_gen_MVar | 2 | 20 | 17 | 0
Q_gen_MVar | 2 | 20 | 18 | 0
Q_gen_MVar | 2 | 20 | 19 | 0
Q_gen_MVar | 2 | 20 | 20 | 0
Q_gen_MVar | 2 | 20 | 21 | 0
Q_gen_MVar | 2 | 20 | 22 | 0
Q_gen_MVar | 2 | 20 | 23 | 0
Q_gen_MVar | 2 | 20 | 24 | 0
Q_gen_MVar | 2 | 21 | 1 | 0
Q_gen_MVar | 2 | 21 | 2 | 0
Q_gen_MVar | 2 | 21 | 3 | 0
Q_gen_MVar | 2 | 21 | 4 | 0
Q_gen_MVar | 2 | 21 | 5 | 0
Q_gen_MVar | 2 | 21 | 6 | 0
Q_gen_MVar | 2 | 21 | 7 | 0
Q_gen_MVar | 2 | 21 | 8 | 0
Q_gen_MVar | 2 | 21 | 9 | 0
Q_gen_MVar | 2 | 21 | 10 | 0
Q_gen_MVar | 2 | 21 | 11 | 0
Q_gen_MVar | 2 | 21 | 12 | 0
Q_gen_MVar | 2 | 21 | 13 | 0
Q_gen_MVar | 2 | 21 | 14 | 0
Q_gen_MVar | 2 | 21 | 15 | 0
Q_gen_MVar | 2 | 21 | 16 | 0
Q_gen_MVar | 2 | 21 | 17 | 0
Q_gen_MVar | 2 | 21 | 18 | 0
Q_gen_MVar | 2 | 21 | 19 | 0
Q_gen_MVar | 2 | 21 | 20 | 0
Q_gen_MVar | 2 | 21 | 21 | 0
Q_gen_MVar | 2 | 21 | 22 | 0
Q_gen_MVar | 2 | 21 | 23 | 0
Q_gen_MVar | 2 | 21 | 24 | 0
Q_gen_MVar | 2 | 22 | 1 | 0
Q_gen_MVar | 2 | 22 | 2 | 0
Q_gen_MVar | 2 | 22 | 3 | 0
Q_gen_MVar | 2 | 22 | 4 | 0
Q_gen_MVar | 2 | 22 | 5 | 0
Q_gen_MVar | 2 | 22 | 6 | 0
Q_gen_MVar | 2 | 22 | 7 | 0
Q_gen_MVar | 2 | 22 | 8 | 0
Q_gen_MVar | 2 | 22 | 9 | 0
Q_gen_MVar | 2 | 22 | 10 | 0
Q_gen_MVar | 2 | 22 | 11 | 0
Q_gen_MVar | 2 | 22 | 12 | 0
Q_gen_MVar | 2 | 22 | 13 | 0
Q_gen_MVar | 2 | 22 | 14 | 0
Q_gen_MVar | 2 | 22 | 15 | 0
Q_gen_MVar | 2 | 22 | 16 | 0
Q_gen_MVar | 2 | 22 | 17 | 0
Q_gen_MVar | 2 | 22 | 18 | 0
Q_gen_MVar | 2 | 22 | 19 | 0
Q_gen_MVar | 2 | 22 | 20 | 0
Q_gen_MVar | 2 | 22 | 21 | 0
Q_gen_MVar | 2 | 22 | 22 | 0
Q_gen_MVar | 2 | 22 | 23 | 0
Q_gen_MVar | 2 | 22 | 24 | 0
Q_gen_MVar | 2 | 23 | 1 | 0
Q_gen_MVar | 2 | 23 | 2 | 0
Q_gen_MVar | 2 | 23 | 3 | 0
Q_gen_MVar | 2 | 23 | 4 | 0
Q_gen_MVar | 2 | 23 | 5 | 0
Q_gen_MVar | 2 | 23 | 6 | 0
Q_gen_MVar | 2 | 23 | 7 | 0
Q_gen_MVar | 2 | 23 | 8 | 0
Q_gen_MVar | 2 | 23 | 9 | 0
Q_gen_MVar | 2 | 23 | 10 | 0
Q_gen_MVar | 2 | 23 | 11 | 0
Q_gen_MVar | 2 | 23 | 12 | 0
Q_gen_MVar | 2 | 23 | 13 | 0
Q_gen_MVar | 2 | 23 | 14 | 0
Q_gen_MVar | 2 | 23 | 15 | 0
Q_gen_MVar | 2 | 23 | 16 | 0
Q_gen_MVar | 2 | 23 | 17 | 0
Q_gen_MVar | 2 | 23 | 18 | 0
Q_gen_MVar | 2 | 23 | 19 | 0
Q_gen_MVar | 2 | 23 | 20 | 0
Q_gen_MVar | 2 | 23 | 21 | 0
Q_gen_MVar | 2 | 23 | 22 | 0
Q_gen_MVar | 2 | 23 | 23 | 0
Q_gen_MVar | 2 | 23 | 24 | 0
Q_gen_MVar | 2 | 24 | 1 | 0
Q_gen_MVar | 2 | 24 | 2 | 0
Q_gen_MVar | 2 | 24 | 3 | 0
Q_gen_MVar | 2 | 24 | 4 | 0
Q_gen_MVar | 2 | 24 | 5 | 0
Q_gen_MVar | 2 | 24 | 6 | 0
Q_gen_MVar | 2 | 24 | 7 | 0
Q_gen_MVar | 2 | 24 | 8 | 0
Q_gen_MVar | 2 | 24 | 9 | 0
Q_gen_MVar | 2 | 24 | 10 | 0
Q_gen_MVar | 2 | 24 | 11 | 0
Q_gen_MVar | 2 | 24 | 12 | 0
Q_gen_MVar | 2 | 24 | 13 | 0
Q_gen_MVar | 2 | 24 | 14 | 0
Q_gen_MVar | 2 | 24 | 15 | 0
Q_gen_MVar | 2 | 24 | 16 | 0
Q_gen_MVar | 2 | 24 | 17 | 0
Q_gen_MVar | 2 | 24 | 18 | 0
Q_gen_MVar | 2 | 24 | 19 | 0
Q_gen_MVar | 2 | 24 | 20 | 0
Q_gen_MVar | 2 | 24 | 21 | 0
Q_gen_MVar | 2 | 24 | 22 | 0
Q_gen_MVar | 2 | 24 | 23 | 0
Q_gen_MVar | 2 | 24 | 24 | 0
Q_gen_MVar | 2 | 25 | 1 | 0
Q_gen_MVar | 2 | 25 | 2 | 0
Q_gen_MVar | 2 | 25 | 3 | 0
Q_gen_MVar | 2 | 25 | 4 | 0
Q_gen_MVar | 2 | 25 | 5 | 0
Q_gen_MVar | 2 | 25 | 6 | 0
Q_gen_MVar | 2 | 25 | 7 | 0
Q_gen_MVar | 2 | 25 | 8 | 0
Q_gen_MVar | 2 | 25 | 9 | 0
Q_gen_MVar | 2 | 25 | 10 | 0
Q_gen_MVar | 2 | 25 | 11 | 0
Q_gen_MVar | 2 | 25 | 12 | 0
Q_gen_MVar | 2 | 25 | 13 | 0
Q_gen_MVar | 2 | 25 | 14 | 0
Q_gen_MVar | 2 | 25 | 15 | 0
Q_gen_MVar | 2 | 25 | 16 | 0
Q_gen_MVar | 2 | 25 | 17 | 0
Q_gen_MVar | 2 | 25 | 18 | 0
Q_gen_MVar | 2 | 25 | 19 | 0
Q_gen_MVar | 2 | 25 | 20 | 0
Q_gen_MVar | 2 | 25 | 21 | 0
Q_gen_MVar | 2 | 25 | 22 | 0
Q_gen_MVar | 2 | 25 | 23 | 0
Q_gen_MVar | 2 | 25 | 24 | 0
Q_gen_MVar | 2 | 26 | 1 | 0
Q_gen_MVar | 2 | 26 | 2 | 0
Q_gen_MVar | 2 | 26 | 3 | 0
Q_gen_MVar | 2 | 26 | 4 | 0
Q_gen_MVar | 2 | 26 | 5 | 0
Q_gen_MVar | 2 | 26 | 6 | 0
Q_gen_MVar | 2 | 26 | 7 | 0
Q_gen_MVar | 2 | 26 | 8 | 0
Q_gen_MVar | 2 | 26 | 9 | 0
Q_gen_MVar | 2 | 26 | 10 | 0
Q_gen_MVar | 2 | 26 | 11 | 0
Q_gen_MVar | 2 | 26 | 12 | 0
Q_gen_MVar | 2 | 26 | 13 | 0
Q_gen_MVar | 2 | 26 | 14 | 0
Q_gen_MVar | 2 | 26 | 15 | 0
Q_gen_MVar | 2 | 26 | 16 | 0
Q_gen_MVar | 2 | 26 | 17 | 0
Q_gen_MVar | 2 | 26 | 18 | 0
Q_gen_MVar | 2 | 26 | 19 | 0
Q_gen_MVar | 2 | 26 | 20 | 0
Q_gen_MVar | 2 | 26 | 21 | 0
Q_gen_MVar | 2 | 26 | 22 | 0
Q_gen_MVar | 2 | 26 | 23 | 0
Q_gen_MVar | 2 | 26 | 24 | 0
Q_gen_MVar | 2 | 27 | 1 | 0
Q_gen_MVar | 2 | 27 | 2 | 0
Q_gen_MVar | 2 | 27 | 3 | 0
Q_gen_MVar | 2 | 27 | 4 | 0
Q_gen_MVar | 2 | 27 | 5 | 0
Q_gen_MVar | 2 | 27 | 6 | 0
Q_gen_MVar | 2 | 27 | 7 | 0
Q_gen_MVar | 2 | 27 | 8 | 0
Q_gen_MVar | 2 | 27 | 9 | 0
Q_gen_MVar | 2 | 27 | 10 | 0
Q_gen_MVar | 2 | 27 | 11 | 0
Q_gen_MVar | 2 | 27 | 12 | 0
Q_gen_MVar | 2 | 27 | 13 | 0
Q_gen_MVar | 2 | 27 | 14 | 0
Q_gen_MVar | 2 | 27 | 15 | 0
Q_gen_MVar | 2 | 27 | 16 | 0
Q_gen_MVar | 2 | 27 | 17 | 0
Q_gen_MVar | 2 | 27 | 18 | 0
Q_gen_MVar | 2 | 27 | 19 | 0
Q_gen_MVar | 2 | 27 | 20 | 0
Q_gen_MVar | 2 | 27 | 21 | 0
Q_gen_MVar | 2 | 27 | 22 | 0
Q_gen_MVar | 2 | 27 | 23 | 0
Q_gen_MVar | 2 | 27 | 24 | 0
Q_gen_MVar | 2 | 28 | 1 | 0
Q_gen_MVar | 2 | 28 | 2 | 0
Q_gen_MVar | 2 | 28 | 3 | 0
Q_gen_MVar | 2 | 28 | 4 | 0
Q_gen_MVar | 2 | 28 | 5 | 0
Q_gen_MVar | 2 | 28 | 6 | 0
Q_gen_MVar | 2 | 28 | 7 | 0
Q_gen_MVar | 2 | 28 | 8 | 0
Q_gen_MVar | 2 | 28 | 9 | 0
Q_gen_MVar | 2 | 28 | 10 | 0
Q_gen_MVar | 2 | 28 | 11 | 0
Q_gen_MVar | 2 | 28 | 12 | 0
Q_gen_MVar | 2 | 28 | 13 | 0
Q_gen_MVar | 2 | 28 | 14 | 0
Q_gen_MVar | 2 | 28 | 15 | 0
Q_gen_MVar | 2 | 28 | 16 | 0
Q_gen_MVar | 2 | 28 | 17 | 0
Q_gen_MVar | 2 | 28 | 18 | 0
Q_gen_MVar | 2 | 28 | 19 | 0
Q_gen_MVar | 2 | 28 | 20 | 0
Q_gen_MVar | 2 | 28 | 21 | 0
Q_gen_MVar | 2 | 28 | 22 | 0
Q_gen_MVar | 2 | 28 | 23 | 0
Q_gen_MVar | 2 | 28 | 24 | 0
Q_gen_MVar | 2 | 29 | 1 | 0
Q_gen_MVar | 2 | 29 | 2 | 0
Q_gen_MVar | 2 | 29 | 3 | 0
Q_gen_MVar | 2 | 29 | 4 | 0
Q_gen_MVar | 2 | 29 | 5 | 0
Q_gen_MVar | 2 | 29 | 6 | 0
Q_gen_MVar | 2 | 29 | 7 | 0
Q_gen_MVar | 2 | 29 | 8 | 0
Q_gen_MVar | 2 | 29 | 9 | 0
Q_gen_MVar | 2 | 29 | 10 | 0
Q_gen_MVar | 2 | 29 | 11 | 0
Q_gen_MVar | 2 | 29 | 12 | 0
Q_gen_MVar | 2 | 29 | 13 | 0
Q_gen_MVar | 2 | 29 | 14 | 0
Q_gen_MVar | 2 | 29 | 15 | 0
Q_gen_MVar | 2 | 29 | 16 | 0
Q_gen_MVar | 2 | 29 | 17 | 0
Q_gen_MVar | 2 | 29 | 18 | 0
Q_gen_MVar | 2 | 29 | 19 | 0
Q_gen_MVar | 2 | 29 | 20 | 0
Q_gen_MVar | 2 | 29 | 21 | 0
Q_gen_MVar | 2 | 29 | 22 | 0
Q_gen_MVar | 2 | 29 | 23 | 0
Q_gen_MVar | 2 | 29 | 24 | 0
Q_gen_MVar | 2 | 30 | 1 | 0
Q_gen_MVar | 2 | 30 | 2 | 0
Q_gen_MVar | 2 | 30 | 3 | 0
Q_gen_MVar | 2 | 30 | 4 | 0
Q_gen_MVar | 2 | 30 | 5 | 0
Q_gen_MVar | 2 | 30 | 6 | 0
Q_gen_MVar | 2 | 30 | 7 | 0
Q_gen_MVar | 2 | 30 | 8 | 0
Q_gen_MVar | 2 | 30 | 9 | 0
Q_gen_MVar | 2 | 30 | 10 | 0
Q_gen_MVar | 2 | 30 | 11 | 0
Q_gen_MVar | 2 | 30 | 12 | 0
Q_gen_MVar | 2 | 30 | 13 | 0
Q_gen_MVar | 2 | 30 | 14 | 0
Q_gen_MVar | 2 | 30 | 15 | 0
Q_gen_MVar | 2 | 30 | 16 | 0
Q_gen_MVar | 2 | 30 | 17 | 0
Q_gen_MVar | 2 | 30 | 18 | 0
Q_gen_MVar | 2 | 30 | 19 | 0
Q_gen_MVar | 2 | 30 | 20 | 0
Q_gen_MVar | 2 | 30 | 21 | 0
Q_gen_MVar | 2 | 30 | 22 | 0
Q_gen_MVar | 2 | 30 | 23 | 0
Q_gen_MVar | 2 | 30 | 24 | 0
Q_gen_MVar | 2 | 31 | 1 | 0
Q_gen_MVar | 2 | 31 | 2 | 0
Q_gen_MVar | 2 | 31 | 3 | 0
Q_gen_MVar | 2 | 31 | 4 | 0
Q_gen_MVar | 2 | 31 | 5 | 0
Q_gen_MVar | 2 | 31 | 6 | 0
Q_gen_MVar | 2 | 31 | 7 | 0
Q_gen_MVar | 2 | 31 | 8 | 0
Q_gen_MVar | 2 | 31 | 9 | 0
Q_gen_MVar | 2 | 31 | 10 | 0
Q_gen_MVar | 2 | 31 | 11 | 0
Q_gen_MVar | 2 | 31 | 12 | 0
Q_gen_MVar | 2 | 31 | 13 | 0
Q_gen_MVar | 2 | 31 | 14 | 0
Q_gen_MVar | 2 | 31 | 15 | 0
Q_gen_MVar | 2 | 31 | 16 | 0
Q_gen_MVar | 2 | 31 | 17 | 0
Q_gen_MVar | 2 | 31 | 18 | 0
Q_gen_MVar | 2 | 31 | 19 | 0
Q_gen_MVar | 2 | 31 | 20 | 0
Q_gen_MVar | 2 | 31 | 21 | 0
Q_gen_MVar | 2 | 31 | 22 | 0
Q_gen_MVar | 2 | 31 | 23 | 0
Q_gen_MVar | 2 | 31 | 24 | 0
Q_gen_MVar | 2 | 32 | 1 | 0
Q_gen_MVar | 2 | 32 | 2 | 0
Q_gen_MVar | 2 | 32 | 3 | 0
Q_gen_MVar | 2 | 32 | 4 | 0
Q_gen_MVar | 2 | 32 | 5 | 0
Q_gen_MVar | 2 | 32 | 6 | 0
Q_gen_MVar | 2 | 32 | 7 | 0
Q_gen_MVar | 2 | 32 | 8 | 0
Q_gen_MVar | 2 | 32 | 9 | 0
Q_gen_MVar | 2 | 32 | 10 | 0
Q_gen_MVar | 2 | 32 | 11 | 0
Q_gen_MVar | 2 | 32 | 12 | 0
Q_gen_MVar | 2 | 32 | 13 | 0
Q_gen_MVar | 2 | 32 | 14 | 0
Q_gen_MVar | 2 | 32 | 15 | 0
Q_gen_MVar | 2 | 32 | 16 | 0
Q_gen_MVar | 2 | 32 | 17 | 0
Q_gen_MVar | 2 | 32 | 18 | 0
Q_gen_MVar | 2 | 32 | 19 | 0
Q_gen_MVar | 2 | 32 | 20 | 0
Q_gen_MVar | 2 | 32 | 21 | 0
Q_gen_MVar | 2 | 32 | 22 | 0
Q_gen_MVar | 2 | 32 | 23 | 0
Q_gen_MVar | 2 | 32 | 24 | 0
Q_gen_MVar | 2 | 33 | 1 | 0
Q_gen_MVar | 2 | 33 | 2 | 0
Q_gen_MVar | 2 | 33 | 3 | 0
Q_gen_MVar | 2 | 33 | 4 | 0
Q_gen_MVar | 2 | 33 | 5 | 0
Q_gen_MVar | 2 | 33 | 6 | 0
Q_gen_MVar | 2 | 33 | 7 | 0
Q_gen_MVar | 2 | 33 | 8 | 0
Q_gen_MVar | 2 | 33 | 9 | 0
Q_gen_MVar | 2 | 33 | 10 | 0
Q_gen_MVar | 2 | 33 | 11 | 0
Q_gen_MVar | 2 | 33 | 12 | 0
Q_gen_MVar | 2 | 33 | 13 | 0
Q_gen_MVar | 2 | 33 | 14 | 0
Q_gen_MVar | 2 | 33 | 15 | 0
Q_gen_MVar | 2 | 33 | 16 | 0
Q_gen_MVar | 2 | 33 | 17 | 0
Q_gen_MVar | 2 | 33 | 18 | 0
Q_gen_MVar | 2 | 33 | 19 | 0
Q_gen_MVar | 2 | 33 | 20 | 0
Q_gen_MVar | 2 | 33 | 21 | 0
Q_gen_MVar | 2 | 33 | 22 | 0
Q_gen_MVar | 2 | 33 | 23 | 0
Q_gen_MVar | 2 | 33 | 24 | 0
Q_gen_MVar | 3 | 1 | 1 | 0
Q_gen_MVar | 3 | 1 | 2 | 0
Q_gen_MVar | 3 | 1 | 3 | 0
Q_gen_MVar | 3 | 1 | 4 | 0
Q_gen_MVar | 3 | 1 | 5 | 0
Q_gen_MVar | 3 | 1 | 6 | 0
Q_gen_MVar | 3 | 1 | 7 | 0
Q_gen_MVar | 3 | 1 | 8 | 0
Q_gen_MVar | 3 | 1 | 9 | 0
Q_gen_MVar | 3 | 1 | 10 | 0
Q_gen_MVar | 3 | 1 | 11 | 0
Q_gen_MVar | 3 | 1 | 12 | 0
Q_gen_MVar | 3 | 1 | 13 | 0
Q_gen_MVar | 3 | 1 | 14 | 0
Q_gen_MVar | 3 | 1 | 15 | 0
Q_gen_MVar | 3 | 1 | 16 | 0
Q_gen_MVar | 3 | 1 | 17 | 0
Q_gen_MVar | 3 | 1 | 18 | 0
Q_gen_MVar | 3 | 1 | 19 | 0
Q_gen_MVar | 3 | 1 | 20 | 0
Q_gen_MVar | 3 | 1 | 21 | 0
Q_gen_MVar | 3 | 1 | 22 | 0
Q_gen_MVar | 3 | 1 | 23 | 0
Q_gen_MVar | 3 | 1 | 24 | 0
Q_gen_MVar | 3 | 2 | 1 | 0
Q_gen_MVar | 3 | 2 | 2 | 0
Q_gen_MVar | 3 | 2 | 3 | 0
Q_gen_MVar | 3 | 2 | 4 | 0
Q_gen_MVar | 3 | 2 | 5 | 0
Q_gen_MVar | 3 | 2 | 6 | 0
Q_gen_MVar | 3 | 2 | 7 | 0
Q_gen_MVar | 3 | 2 | 8 | 0
Q_gen_MVar | 3 | 2 | 9 | 0
Q_gen_MVar | 3 | 2 | 10 | 0
Q_gen_MVar | 3 | 2 | 11 | 0
Q_gen_MVar | 3 | 2 | 12 | 0
Q_gen_MVar | 3 | 2 | 13 | 0
Q_gen_MVar | 3 | 2 | 14 | 0
Q_gen_MVar | 3 | 2 | 15 | 0
Q_gen_MVar | 3 | 2 | 16 | 0
Q_gen_MVar | 3 | 2 | 17 | 0
Q_gen_MVar | 3 | 2 | 18 | 0
Q_gen_MVar | 3 | 2 | 19 | 0
Q_gen_MVar | 3 | 2 | 20 | 0
Q_gen_MVar | 3 | 2 | 21 | 0
Q_gen_MVar | 3 | 2 | 22 | 0
Q_gen_MVar | 3 | 2 | 23 | 0
Q_gen_MVar | 3 | 2 | 24 | 0
Q_gen_MVar | 3 | 3 | 1 | 0
Q_gen_MVar | 3 | 3 | 2 | 0
Q_gen_MVar | 3 | 3 | 3 | 0
Q_gen_MVar | 3 | 3 | 4 | 0
Q_gen_MVar | 3 | 3 | 5 | 0
Q_gen_MVar | 3 | 3 | 6 | 0
Q_gen_MVar | 3 | 3 | 7 | 0
Q_gen_MVar | 3 | 3 | 8 | 0
Q_gen_MVar | 3 | 3 | 9 | 0
Q_gen_MVar | 3 | 3 | 10 | 0
Q_gen_MVar | 3 | 3 | 11 | 0
Q_gen_MVar | 3 | 3 | 12 | 0
Q_gen_MVar | 3 | 3 | 13 | 0
Q_gen_MVar | 3 | 3 | 14 | 0
Q_gen_MVar | 3 | 3 | 15 | 0
Q_gen_MVar | 3 | 3 | 16 | 0
Q_gen_MVar | 3 | 3 | 17 | 0
Q_gen_MVar | 3 | 3 | 18 | 0
Q_gen_MVar | 3 | 3 | 19 | 0
Q_gen_MVar | 3 | 3 | 20 | 0
Q_gen_MVar | 3 | 3 | 21 | 0
Q_gen_MVar | 3 | 3 | 22 | 0
Q_gen_MVar | 3 | 3 | 23 | 0
Q_gen_MVar | 3 | 3 | 24 | 0
Q_gen_MVar | 3 | 4 | 1 | 0
Q_gen_MVar | 3 | 4 | 2 | 0
Q_gen_MVar | 3 | 4 | 3 | 0
Q_gen_MVar | 3 | 4 | 4 | 0
Q_gen_MVar | 3 | 4 | 5 | 0
Q_gen_MVar | 3 | 4 | 6 | 0
Q_gen_MVar | 3 | 4 | 7 | 0
Q_gen_MVar | 3 | 4 | 8 | 0
Q_gen_MVar | 3 | 4 | 9 | 0
Q_gen_MVar | 3 | 4 | 10 | 0
Q_gen_MVar | 3 | 4 | 11 | 0
Q_gen_MVar | 3 | 4 | 12 | 0
Q_gen_MVar | 3 | 4 | 13 | 0
Q_gen_MVar | 3 | 4 | 14 | 0
Q_gen_MVar | 3 | 4 | 15 | 0
Q_gen_MVar | 3 | 4 | 16 | 0
Q_gen_MVar | 3 | 4 | 17 | 0
Q_gen_MVar | 3 | 4 | 18 | 0
Q_gen_MVar | 3 | 4 | 19 | 0
Q_gen_MVar | 3 | 4 | 20 | 0
Q_gen_MVar | 3 | 4 | 21 | 0
Q_gen_MVar | 3 | 4 | 22 | 0
Q_gen_MVar | 3 | 4 | 23 | 0
Q_gen_MVar | 3 | 4 | 24 | 0
Q_gen_MVar | 3 | 5 | 1 | 0
Q_gen_MVar | 3 | 5 | 2 | 0
Q_gen_MVar | 3 | 5 | 3 | 0
Q_gen_MVar | 3 | 5 | 4 | 0
Q_gen_MVar | 3 | 5 | 5 | 0
Q_gen_MVar | 3 | 5 | 6 | 0
Q_gen_MVar | 3 | 5 | 7 | 0
Q_gen_MVar | 3 | 5 | 8 | 0
Q_gen_MVar | 3 | 5 | 9 | 0
Q_gen_MVar | 3 | 5 | 10 | 0
Q_gen_MVar | 3 | 5 | 11 | 0
Q_gen_MVar | 3 | 5 | 12 | 0
Q_gen_MVar | 3 | 5 | 13 | 0
Q_gen_MVar | 3 | 5 | 14 | 0
Q_gen_MVar | 3 | 5 | 15 | 0
Q_gen_MVar | 3 | 5 | 16 | 0
Q_gen_MVar | 3 | 5 | 17 | 0
Q_gen_MVar | 3 | 5 | 18 | 0
Q_gen_MVar | 3 | 5 | 19 | 0
Q_gen_MVar | 3 | 5 | 20 | 0
Q_gen_MVar | 3 | 5 | 21 | 0
Q_gen_MVar | 3 | 5 | 22 | 0
Q_gen_MVar | 3 | 5 | 23 | 0
Q_gen_MVar | 3 | 5 | 24 | 0
Q_gen_MVar | 3 | 6 | 1 | 0
Q_gen_MVar | 3 | 6 | 2 | 0
Q_gen_MVar | 3 | 6 | 3 | 0
Q_gen_MVar | 3 | 6 | 4 | 0
Q_gen_MVar | 3 | 6 | 5 | 0
Q_gen_MVar | 3 | 6 | 6 | 0
Q_gen_MVar | 3 | 6 | 7 | 0
Q_gen_MVar | 3 | 6 | 8 | 0
Q_gen_MVar | 3 | 6 | 9 | 0
Q_gen_MVar | 3 | 6 | 10 | 0
Q_gen_MVar | 3 | 6 | 11 | 0
Q_gen_MVar | 3 | 6 | 12 | 0
Q_gen_MVar | 3 | 6 | 13 | 0
Q_gen_MVar | 3 | 6 | 14 | 0
Q_gen_MVar | 3 | 6 | 15 | 0
Q_gen_MVar | 3 | 6 | 16 | 0
Q_gen_MVar | 3 | 6 | 17 | 0
Q_gen_MVar | 3 | 6 | 18 | 0
Q_gen_MVar | 3 | 6 | 19 | 0
Q_gen_MVar | 3 | 6 | 20 | 0
Q_gen_MVar | 3 | 6 | 21 | 0
Q_gen_MVar | 3 | 6 | 22 | 0
Q_gen_MVar | 3 | 6 | 23 | 0
Q_gen_MVar | 3 | 6 | 24 | 0
Q_gen_MVar | 3 | 7 | 1 | 0
Q_gen_MVar | 3 | 7 | 2 | 0
Q_gen_MVar | 3 | 7 | 3 | 0
Q_gen_MVar | 3 | 7 | 4 | 0
Q_gen_MVar | 3 | 7 | 5 | 0
Q_gen_MVar | 3 | 7 | 6 | 0
Q_gen_MVar | 3 | 7 | 7 | 0
Q_gen_MVar | 3 | 7 | 8 | 0
Q_gen_MVar | 3 | 7 | 9 | 0
Q_gen_MVar | 3 | 7 | 10 | 0
Q_gen_MVar | 3 | 7 | 11 | 0
Q_gen_MVar | 3 | 7 | 12 | 0
Q_gen_MVar | 3 | 7 | 13 | 0
Q_gen_MVar | 3 | 7 | 14 | 0
Q_gen_MVar | 3 | 7 | 15 | 0
Q_gen_MVar | 3 | 7 | 16 | 0
Q_gen_MVar | 3 | 7 | 17 | 0
Q_gen_MVar | 3 | 7 | 18 | 0
Q_gen_MVar | 3 | 7 | 19 | 0
Q_gen_MVar | 3 | 7 | 20 | 0
Q_gen_MVar | 3 | 7 | 21 | 0
Q_gen_MVar | 3 | 7 | 22 | 0
Q_gen_MVar | 3 | 7 | 23 | 0
Q_gen_MVar | 3 | 7 | 24 | 0
Q_gen_MVar | 3 | 8 | 1 | 0
Q_gen_MVar | 3 | 8 | 2 | 0
Q_gen_MVar | 3 | 8 | 3 | 0
Q_gen_MVar | 3 | 8 | 4 | 0
Q_gen_MVar | 3 | 8 | 5 | 0
Q_gen_MVar | 3 | 8 | 6 | 0
Q_gen_MVar | 3 | 8 | 7 | 0
Q_gen_MVar | 3 | 8 | 8 | 0
Q_gen_MVar | 3 | 8 | 9 | 0
Q_gen_MVar | 3 | 8 | 10 | 0
Q_gen_MVar | 3 | 8 | 11 | 0
Q_gen_MVar | 3 | 8 | 12 | 0
Q_gen_MVar | 3 | 8 | 13 | 0
Q_gen_MVar | 3 | 8 | 14 | 0
Q_gen_MVar | 3 | 8 | 15 | 0
Q_gen_MVar | 3 | 8 | 16 | 0
Q_gen_MVar | 3 | 8 | 17 | 0
Q_gen_MVar | 3 | 8 | 18 | 0
Q_gen_MVar | 3 | 8 | 19 | 0
Q_gen_MVar | 3 | 8 | 20 | 0
Q_gen_MVar | 3 | 8 | 21 | 0
Q_gen_MVar | 3 | 8 | 22 | 0
Q_gen_MVar | 3 | 8 | 23 | 0
Q_gen_MVar | 3 | 8 | 24 | 0
Q_gen_MVar | 3 | 9 | 1 | 0
Q_gen_MVar | 3 | 9 | 2 | 0
Q_gen_MVar | 3 | 9 | 3 | 0
Q_gen_MVar | 3 | 9 | 4 | 0
Q_gen_MVar | 3 | 9 | 5 | 0
Q_gen_MVar | 3 | 9 | 6 | 0
Q_gen_MVar | 3 | 9 | 7 | 0
Q_gen_MVar | 3 | 9 | 8 | 0
Q_gen_MVar | 3 | 9 | 9 | 0
Q_gen_MVar | 3 | 9 | 10 | 0
Q_gen_MVar | 3 | 9 | 11 | 0
Q_gen_MVar | 3 | 9 | 12 | 0
Q_gen_MVar | 3 | 9 | 13 | 0
Q_gen_MVar | 3 | 9 | 14 | 0
Q_gen_MVar | 3 | 9 | 15 | 0
Q_gen_MVar | 3 | 9 | 16 | 0
Q_gen_MVar | 3 | 9 | 17 | 0
Q_gen_MVar | 3 | 9 | 18 | 0
Q_gen_MVar | 3 | 9 | 19 | 0
Q_gen_MVar | 3 | 9 | 20 | 0
Q_gen_MVar | 3 | 9 | 21 | 0
Q_gen_MVar | 3 | 9 | 22 | 0
Q_gen_MVar | 3 | 9 | 23 | 0
Q_gen_MVar | 3 | 9 | 24 | 0
Q_gen_MVar | 3 | 10 | 1 | 0
Q_gen_MVar | 3 | 10 | 2 | 0
Q_gen_MVar | 3 | 10 | 3 | 0
Q_gen_MVar | 3 | 10 | 4 | 0
Q_gen_MVar | 3 | 10 | 5 | 0
Q_gen_MVar | 3 | 10 | 6 | 0
Q_gen_MVar | 3 | 10 | 7 | 0
Q_gen_MVar | 3 | 10 | 8 | 0
Q_gen_MVar | 3 | 10 | 9 | 0
Q_gen_MVar | 3 | 10 | 10 | 0
Q_gen_MVar | 3 | 10 | 11 | 0
Q_gen_MVar | 3 | 10 | 12 | 0
Q_gen_MVar | 3 | 10 | 13 | 0
Q_gen_MVar | 3 | 10 | 14 | 0
Q_gen_MVar | 3 | 10 | 15 | 0
Q_gen_MVar | 3 | 10 | 16 | 0
Q_gen_MVar | 3 | 10 | 17 | 0
Q_gen_MVar | 3 | 10 | 18 | 0
Q_gen_MVar | 3 | 10 | 19 | 0
Q_gen_MVar | 3 | 10 | 20 | 0
Q_gen_MVar | 3 | 10 | 21 | 0
Q_gen_MVar | 3 | 10 | 22 | 0
Q_gen_MVar | 3 | 10 | 23 | 0
Q_gen_MVar | 3 | 10 | 24 | 0
Q_gen_MVar | 3 | 11 | 1 | 0
Q_gen_MVar | 3 | 11 | 2 | 0
Q_gen_MVar | 3 | 11 | 3 | 0
Q_gen_MVar | 3 | 11 | 4 | 0
Q_gen_MVar | 3 | 11 | 5 | 0
Q_gen_MVar | 3 | 11 | 6 | 0
Q_gen_MVar | 3 | 11 | 7 | 0
Q_gen_MVar | 3 | 11 | 8 | 0
Q_gen_MVar | 3 | 11 | 9 | 0
Q_gen_MVar | 3 | 11 | 10 | 0
Q_gen_MVar | 3 | 11 | 11 | 0
Q_gen_MVar | 3 | 11 | 12 | 0
Q_gen_MVar | 3 | 11 | 13 | 0
Q_gen_MVar | 3 | 11 | 14 | 0
Q_gen_MVar | 3 | 11 | 15 | 0
Q_gen_MVar | 3 | 11 | 16 | 0
Q_gen_MVar | 3 | 11 | 17 | 0
Q_gen_MVar | 3 | 11 | 18 | 0
Q_gen_MVar | 3 | 11 | 19 | 0
Q_gen_MVar | 3 | 11 | 20 | 0
Q_gen_MVar | 3 | 11 | 21 | 0
Q_gen_MVar | 3 | 11 | 22 | 0
Q_gen_MVar | 3 | 11 | 23 | 0
Q_gen_MVar | 3 | 11 | 24 | 0
Q_gen_MVar | 3 | 12 | 1 | 0
Q_gen_MVar | 3 | 12 | 2 | 0
Q_gen_MVar | 3 | 12 | 3 | 0
Q_gen_MVar | 3 | 12 | 4 | 0
Q_gen_MVar | 3 | 12 | 5 | 0
Q_gen_MVar | 3 | 12 | 6 | 0
Q_gen_MVar | 3 | 12 | 7 | 0
Q_gen_MVar | 3 | 12 | 8 | 0
Q_gen_MVar | 3 | 12 | 9 | 0
Q_gen_MVar | 3 | 12 | 10 | 0
Q_gen_MVar | 3 | 12 | 11 | 0
Q_gen_MVar | 3 | 12 | 12 | 0
Q_gen_MVar | 3 | 12 | 13 | 0
Q_gen_MVar | 3 | 12 | 14 | 0
Q_gen_MVar | 3 | 12 | 15 | 0
Q_gen_MVar | 3 | 12 | 16 | 0
Q_gen_MVar | 3 | 12 | 17 | 0
Q_gen_MVar | 3 | 12 | 18 | 0
Q_gen_MVar | 3 | 12 | 19 | 0
Q_gen_MVar | 3 | 12 | 20 | 0
Q_gen_MVar | 3 | 12 | 21 | 0
Q_gen_MVar | 3 | 12 | 22 | 0
Q_gen_MVar | 3 | 12 | 23 | 0
Q_gen_MVar | 3 | 12 | 24 | 0
Q_gen_MVar | 3 | 13 | 1 | 0
Q_gen_MVar | 3 | 13 | 2 | 0
Q_gen_MVar | 3 | 13 | 3 | 0
Q_gen_MVar | 3 | 13 | 4 | 0
Q_gen_MVar | 3 | 13 | 5 | 0
Q_gen_MVar | 3 | 13 | 6 | 0
Q_gen_MVar | 3 | 13 | 7 | 0
Q_gen_MVar | 3 | 13 | 8 | 0
Q_gen_MVar | 3 | 13 | 9 | 0
Q_gen_MVar | 3 | 13 | 10 | 0
Q_gen_MVar | 3 | 13 | 11 | 0
Q_gen_MVar | 3 | 13 | 12 | 0
Q_gen_MVar | 3 | 13 | 13 | 0
Q_gen_MVar | 3 | 13 | 14 | 0
Q_gen_MVar | 3 | 13 | 15 | 0
Q_gen_MVar | 3 | 13 | 16 | 0
Q_gen_MVar | 3 | 13 | 17 | 0
Q_gen_MVar | 3 | 13 | 18 | 0
Q_gen_MVar | 3 | 13 | 19 | 0
Q_gen_MVar | 3 | 13 | 20 | 0
Q_gen_MVar | 3 | 13 | 21 | 0
Q_gen_MVar | 3 | 13 | 22 | 0
Q_gen_MVar | 3 | 13 | 23 | 0
Q_gen_MVar | 3 | 13 | 24 | 0
Q_gen_MVar | 3 | 14 | 1 | 0
Q_gen_MVar | 3 | 14 | 2 | 0
Q_gen_MVar | 3 | 14 | 3 | 0
Q_gen_MVar | 3 | 14 | 4 | 0
Q_gen_MVar | 3 | 14 | 5 | 0
Q_gen_MVar | 3 | 14 | 6 | 0
Q_gen_MVar | 3 | 14 | 7 | 0
Q_gen_MVar | 3 | 14 | 8 | 0
Q_gen_MVar | 3 | 14 | 9 | 0
Q_gen_MVar | 3 | 14 | 10 | 0
Q_gen_MVar | 3 | 14 | 11 | 0
Q_gen_MVar | 3 | 14 | 12 | 0
Q_gen_MVar | 3 | 14 | 13 | 0
Q_gen_MVar | 3 | 14 | 14 | 0
Q_gen_MVar | 3 | 14 | 15 | 0
Q_gen_MVar | 3 | 14 | 16 | 0
Q_gen_MVar | 3 | 14 | 17 | 0
Q_gen_MVar | 3 | 14 | 18 | 0
Q_gen_MVar | 3 | 14 | 19 | 0
Q_gen_MVar | 3 | 14 | 20 | 0
Q_gen_MVar | 3 | 14 | 21 | 0
Q_gen_MVar | 3 | 14 | 22 | 0
Q_gen_MVar | 3 | 14 | 23 | 0
Q_gen_MVar | 3 | 14 | 24 | 0
Q_gen_MVar | 3 | 15 | 1 | 0
Q_gen_MVar | 3 | 15 | 2 | 0
Q_gen_MVar | 3 | 15 | 3 | 0
Q_gen_MVar | 3 | 15 | 4 | 0
Q_gen_MVar | 3 | 15 | 5 | 0
Q_gen_MVar | 3 | 15 | 6 | 0
Q_gen_MVar | 3 | 15 | 7 | 0
Q_gen_MVar | 3 | 15 | 8 | 0
Q_gen_MVar | 3 | 15 | 9 | 0
Q_gen_MVar | 3 | 15 | 10 | 0
Q_gen_MVar | 3 | 15 | 11 | 0
Q_gen_MVar | 3 | 15 | 12 | 0
Q_gen_MVar | 3 | 15 | 13 | 0
Q_gen_MVar | 3 | 15 | 14 | 0
Q_gen_MVar | 3 | 15 | 15 | 0
Q_gen_MVar | 3 | 15 | 16 | 0
Q_gen_MVar | 3 | 15 | 17 | 0
Q_gen_MVar | 3 | 15 | 18 | 0
Q_gen_MVar | 3 | 15 | 19 | 0
Q_gen_MVar | 3 | 15 | 20 | 0
Q_gen_MVar | 3 | 15 | 21 | 0
Q_gen_MVar | 3 | 15 | 22 | 0
Q_gen_MVar | 3 | 15 | 23 | 0
Q_gen_MVar | 3 | 15 | 24 | 0
Q_gen_MVar | 3 | 16 | 1 | 0
Q_gen_MVar | 3 | 16 | 2 | 0
Q_gen_MVar | 3 | 16 | 3 | 0
Q_gen_MVar | 3 | 16 | 4 | 0
Q_gen_MVar | 3 | 16 | 5 | 0
Q_gen_MVar | 3 | 16 | 6 | 0
Q_gen_MVar | 3 | 16 | 7 | 0
Q_gen_MVar | 3 | 16 | 8 | 0
Q_gen_MVar | 3 | 16 | 9 | 0
Q_gen_MVar | 3 | 16 | 10 | 0
Q_gen_MVar | 3 | 16 | 11 | 0
Q_gen_MVar | 3 | 16 | 12 | 0
Q_gen_MVar | 3 | 16 | 13 | 0
Q_gen_MVar | 3 | 16 | 14 | 0
Q_gen_MVar | 3 | 16 | 15 | 0
Q_gen_MVar | 3 | 16 | 16 | 0
Q_gen_MVar | 3 | 16 | 17 | 0
Q_gen_MVar | 3 | 16 | 18 | 0
Q_gen_MVar | 3 | 16 | 19 | 0
Q_gen_MVar | 3 | 16 | 20 | 0
Q_gen_MVar | 3 | 16 | 21 | 0
Q_gen_MVar | 3 | 16 | 22 | 0
Q_gen_MVar | 3 | 16 | 23 | 0
Q_gen_MVar | 3 | 16 | 24 | 0
Q_gen_MVar | 3 | 17 | 1 | 0
Q_gen_MVar | 3 | 17 | 2 | 0
Q_gen_MVar | 3 | 17 | 3 | 0
Q_gen_MVar | 3 | 17 | 4 | 0
Q_gen_MVar | 3 | 17 | 5 | 0
Q_gen_MVar | 3 | 17 | 6 | 0
Q_gen_MVar | 3 | 17 | 7 | 0
Q_gen_MVar | 3 | 17 | 8 | 0
Q_gen_MVar | 3 | 17 | 9 | 0
Q_gen_MVar | 3 | 17 | 10 | 0
Q_gen_MVar | 3 | 17 | 11 | 0
Q_gen_MVar | 3 | 17 | 12 | 0
Q_gen_MVar | 3 | 17 | 13 | 0
Q_gen_MVar | 3 | 17 | 14 | 0
Q_gen_MVar | 3 | 17 | 15 | 0
Q_gen_MVar | 3 | 17 | 16 | 0
Q_gen_MVar | 3 | 17 | 17 | 0
Q_gen_MVar | 3 | 17 | 18 | 0
Q_gen_MVar | 3 | 17 | 19 | 0
Q_gen_MVar | 3 | 17 | 20 | 0
Q_gen_MVar | 3 | 17 | 21 | 0
Q_gen_MVar | 3 | 17 | 22 | 0
Q_gen_MVar | 3 | 17 | 23 | 0
Q_gen_MVar | 3 | 17 | 24 | 0
Q_gen_MVar | 3 | 18 | 1 | 0
Q_gen_MVar | 3 | 18 | 2 | 0
Q_gen_MVar | 3 | 18 | 3 | 0
Q_gen_MVar | 3 | 18 | 4 | 0
Q_gen_MVar | 3 | 18 | 5 | 0
Q_gen_MVar | 3 | 18 | 6 | 0
Q_gen_MVar | 3 | 18 | 7 | 0
Q_gen_MVar | 3 | 18 | 8 | 0
Q_gen_MVar | 3 | 18 | 9 | 0
Q_gen_MVar | 3 | 18 | 10 | 0
Q_gen_MVar | 3 | 18 | 11 | 0
Q_gen_MVar | 3 | 18 | 12 | 0
Q_gen_MVar | 3 | 18 | 13 | 0
Q_gen_MVar | 3 | 18 | 14 | 0
Q_gen_MVar | 3 | 18 | 15 | 0
Q_gen_MVar | 3 | 18 | 16 | 0
Q_gen_MVar | 3 | 18 | 17 | 0
Q_gen_MVar | 3 | 18 | 18 | 0
Q_gen_MVar | 3 | 18 | 19 | 0
Q_gen_MVar | 3 | 18 | 20 | 0
Q_gen_MVar | 3 | 18 | 21 | 0
Q_gen_MVar | 3 | 18 | 22 | 0
Q_gen_MVar | 3 | 18 | 23 | 0
Q_gen_MVar | 3 | 18 | 24 | 0
Q_gen_MVar | 3 | 19 | 1 | 0
Q_gen_MVar | 3 | 19 | 2 | 0
Q_gen_MVar | 3 | 19 | 3 | 0
Q_gen_MVar | 3 | 19 | 4 | 0
Q_gen_MVar | 3 | 19 | 5 | 0
Q_gen_MVar | 3 | 19 | 6 | 0
Q_gen_MVar | 3 | 19 | 7 | 0
Q_gen_MVar | 3 | 19 | 8 | 0
Q_gen_MVar | 3 | 19 | 9 | 0
Q_gen_MVar | 3 | 19 | 10 | 0
Q_gen_MVar | 3 | 19 | 11 | 0
Q_gen_MVar | 3 | 19 | 12 | 0
Q_gen_MVar | 3 | 19 | 13 | 0
Q_gen_MVar | 3 | 19 | 14 | 0
Q_gen_MVar | 3 | 19 | 15 | 0
Q_gen_MVar | 3 | 19 | 16 | 0
Q_gen_MVar | 3 | 19 | 17 | 0
Q_gen_MVar | 3 | 19 | 18 | 0
Q_gen_MVar | 3 | 19 | 19 | 0
Q_gen_MVar | 3 | 19 | 20 | 0
Q_gen_MVar | 3 | 19 | 21 | 0
Q_gen_MVar | 3 | 19 | 22 | 0
Q_gen_MVar | 3 | 19 | 23 | 0
Q_gen_MVar | 3 | 19 | 24 | 0
Q_gen_MVar | 3 | 20 | 1 | 0
Q_gen_MVar | 3 | 20 | 2 | 0
Q_gen_MVar | 3 | 20 | 3 | 0
Q_gen_MVar | 3 | 20 | 4 | 0
Q_gen_MVar | 3 | 20 | 5 | 0
Q_gen_MVar | 3 | 20 | 6 | 0
Q_gen_MVar | 3 | 20 | 7 | 0
Q_gen_MVar | 3 | 20 | 8 | 0
Q_gen_MVar | 3 | 20 | 9 | 0
Q_gen_MVar | 3 | 20 | 10 | 0
Q_gen_MVar | 3 | 20 | 11 | 0
Q_gen_MVar | 3 | 20 | 12 | 0
Q_gen_MVar | 3 | 20 | 13 | 0
Q_gen_MVar | 3 | 20 | 14 | 0
Q_gen_MVar | 3 | 20 | 15 | 0
Q_gen_MVar | 3 | 20 | 16 | 0
Q_gen_MVar | 3 | 20 | 17 | 0
Q_gen_MVar | 3 | 20 | 18 | 0
Q_gen_MVar | 3 | 20 | 19 | 0
Q_gen_MVar | 3 | 20 | 20 | 0
Q_gen_MVar | 3 | 20 | 21 | 0
Q_gen_MVar | 3 | 20 | 22 | 0
Q_gen_MVar | 3 | 20 | 23 | 0
Q_gen_MVar | 3 | 20 | 24 | 0
Q_gen_MVar | 3 | 21 | 1 | 0
Q_gen_MVar | 3 | 21 | 2 | 0
Q_gen_MVar | 3 | 21 | 3 | 0
Q_gen_MVar | 3 | 21 | 4 | 0
Q_gen_MVar | 3 | 21 | 5 | 0
Q_gen_MVar | 3 | 21 | 6 | 0
Q_gen_MVar | 3 | 21 | 7 | 0
Q_gen_MVar | 3 | 21 | 8 | 0
Q_gen_MVar | 3 | 21 | 9 | 0
Q_gen_MVar | 3 | 21 | 10 | 0
Q_gen_MVar | 3 | 21 | 11 | 0
Q_gen_MVar | 3 | 21 | 12 | 0
Q_gen_MVar | 3 | 21 | 13 | 0
Q_gen_MVar | 3 | 21 | 14 | 0
Q_gen_MVar | 3 | 21 | 15 | 0
Q_gen_MVar | 3 | 21 | 16 | 0
Q_gen_MVar | 3 | 21 | 17 | 0
Q_gen_MVar | 3 | 21 | 18 | 0
Q_gen_MVar | 3 | 21 | 19 | 0
Q_gen_MVar | 3 | 21 | 20 | 0
Q_gen_MVar | 3 | 21 | 21 | 0
Q_gen_MVar | 3 | 21 | 22 | 0
Q_gen_MVar | 3 | 21 | 23 | 0
Q_gen_MVar | 3 | 21 | 24 | 0
Q_gen_MVar | 3 | 22 | 1 | 0
Q_gen_MVar | 3 | 22 | 2 | 0
Q_gen_MVar | 3 | 22 | 3 | 0
Q_gen_MVar | 3 | 22 | 4 | 0
Q_gen_MVar | 3 | 22 | 5 | 0
Q_gen_MVar | 3 | 22 | 6 | 0
Q_gen_MVar | 3 | 22 | 7 | 0
Q_gen_MVar | 3 | 22 | 8 | 0
Q_gen_MVar | 3 | 22 | 9 | 0
Q_gen_MVar | 3 | 22 | 10 | 0
Q_gen_MVar | 3 | 22 | 11 | 0
Q_gen_MVar | 3 | 22 | 12 | 0
Q_gen_MVar | 3 | 22 | 13 | 0
Q_gen_MVar | 3 | 22 | 14 | 0
Q_gen_MVar | 3 | 22 | 15 | 0
Q_gen_MVar | 3 | 22 | 16 | 0
Q_gen_MVar | 3 | 22 | 17 | 0
Q_gen_MVar | 3 | 22 | 18 | 0
Q_gen_MVar | 3 | 22 | 19 | 0
Q_gen_MVar | 3 | 22 | 20 | 0
Q_gen_MVar | 3 | 22 | 21 | 0
Q_gen_MVar | 3 | 22 | 22 | 0
Q_gen_MVar | 3 | 22 | 23 | 0
Q_gen_MVar | 3 | 22 | 24 | 0
Q_gen_MVar | 3 | 23 | 1 | 0
Q_gen_MVar | 3 | 23 | 2 | 0
Q_gen_MVar | 3 | 23 | 3 | 0
Q_gen_MVar | 3 | 23 | 4 | 0
Q_gen_MVar | 3 | 23 | 5 | 0
Q_gen_MVar | 3 | 23 | 6 | 0
Q_gen_MVar | 3 | 23 | 7 | 0
Q_gen_MVar | 3 | 23 | 8 | 0
Q_gen_MVar | 3 | 23 | 9 | 0
Q_gen_MVar | 3 | 23 | 10 | 0
Q_gen_MVar | 3 | 23 | 11 | 0
Q_gen_MVar | 3 | 23 | 12 | 0
Q_gen_MVar | 3 | 23 | 13 | 0
Q_gen_MVar | 3 | 23 | 14 | 0
Q_gen_MVar | 3 | 23 | 15 | 0
Q_gen_MVar | 3 | 23 | 16 | 0
Q_gen_MVar | 3 | 23 | 17 | 0
Q_gen_MVar | 3 | 23 | 18 | 0
Q_gen_MVar | 3 | 23 | 19 | 0
Q_gen_MVar | 3 | 23 | 20 | 0
Q_gen_MVar | 3 | 23 | 21 | 0
Q_gen_MVar | 3 | 23 | 22 | 0
Q_gen_MVar | 3 | 23 | 23 | 0
Q_gen_MVar | 3 | 23 | 24 | 0
Q_gen_MVar | 3 | 24 | 1 | 0
Q_gen_MVar | 3 | 24 | 2 | 0
Q_gen_MVar | 3 | 24 | 3 | 0
Q_gen_MVar | 3 | 24 | 4 | 0
Q_gen_MVar | 3 | 24 | 5 | 0
Q_gen_MVar | 3 | 24 | 6 | 0
Q_gen_MVar | 3 | 24 | 7 | 0
Q_gen_MVar | 3 | 24 | 8 | 0
Q_gen_MVar | 3 | 24 | 9 | 0
Q_gen_MVar | 3 | 24 | 10 | 0
Q_gen_MVar | 3 | 24 | 11 | 0
Q_gen_MVar | 3 | 24 | 12 | 0
Q_gen_MVar | 3 | 24 | 13 | 0
Q_gen_MVar | 3 | 24 | 14 | 0
Q_gen_MVar | 3 | 24 | 15 | 0
Q_gen_MVar | 3 | 24 | 16 | 0
Q_gen_MVar | 3 | 24 | 17 | 0
Q_gen_MVar | 3 | 24 | 18 | 0
Q_gen_MVar | 3 | 24 | 19 | 0
Q_gen_MVar | 3 | 24 | 20 | 0
Q_gen_MVar | 3 | 24 | 21 | 0
Q_gen_MVar | 3 | 24 | 22 | 0
Q_gen_MVar | 3 | 24 | 23 | 0
Q_gen_MVar | 3 | 24 | 24 | 0
Q_gen_MVar | 3 | 25 | 1 | 0
Q_gen_MVar | 3 | 25 | 2 | 0
Q_gen_MVar | 3 | 25 | 3 | 0
Q_gen_MVar | 3 | 25 | 4 | 0
Q_gen_MVar | 3 | 25 | 5 | 0
Q_gen_MVar | 3 | 25 | 6 | 0
Q_gen_MVar | 3 | 25 | 7 | 0
Q_gen_MVar | 3 | 25 | 8 | 0
Q_gen_MVar | 3 | 25 | 9 | 0
Q_gen_MVar | 3 | 25 | 10 | 0
Q_gen_MVar | 3 | 25 | 11 | 0
Q_gen_MVar | 3 | 25 | 12 | 0
Q_gen_MVar | 3 | 25 | 13 | 0
Q_gen_MVar | 3 | 25 | 14 | 0
Q_gen_MVar | 3 | 25 | 15 | 0
Q_gen_MVar | 3 | 25 | 16 | 0
Q_gen_MVar | 3 | 25 | 17 | 0
Q_gen_MVar | 3 | 25 | 18 | 0
Q_gen_MVar | 3 | 25 | 19 | 0
Q_gen_MVar | 3 | 25 | 20 | 0
Q_gen_MVar | 3 | 25 | 21 | 0
Q_gen_MVar | 3 | 25 | 22 | 0
Q_gen_MVar | 3 | 25 | 23 | 0
Q_gen_MVar | 3 | 25 | 24 | 0
Q_gen_MVar | 3 | 26 | 1 | 0
Q_gen_MVar | 3 | 26 | 2 | 0
Q_gen_MVar | 3 | 26 | 3 | 0
Q_gen_MVar | 3 | 26 | 4 | 0
Q_gen_MVar | 3 | 26 | 5 | 0
Q_gen_MVar | 3 | 26 | 6 | 0
Q_gen_MVar | 3 | 26 | 7 | 0
Q_gen_MVar | 3 | 26 | 8 | 0
Q_gen_MVar | 3 | 26 | 9 | 0
Q_gen_MVar | 3 | 26 | 10 | 0
Q_gen_MVar | 3 | 26 | 11 | 0
Q_gen_MVar | 3 | 26 | 12 | 0
Q_gen_MVar | 3 | 26 | 13 | 0
Q_gen_MVar | 3 | 26 | 14 | 0
Q_gen_MVar | 3 | 26 | 15 | 0
Q_gen_MVar | 3 | 26 | 16 | 0
Q_gen_MVar | 3 | 26 | 17 | 0
Q_gen_MVar | 3 | 26 | 18 | 0
Q_gen_MVar | 3 | 26 | 19 | 0
Q_gen_MVar | 3 | 26 | 20 | 0
Q_gen_MVar | 3 | 26 | 21 | 0
Q_gen_MVar | 3 | 26 | 22 | 0
Q_gen_MVar | 3 | 26 | 23 | 0
Q_gen_MVar | 3 | 26 | 24 | 0
Q_gen_MVar | 3 | 27 | 1 | 0
Q_gen_MVar | 3 | 27 | 2 | 0
Q_gen_MVar | 3 | 27 | 3 | 0
Q_gen_MVar | 3 | 27 | 4 | 0
Q_gen_MVar | 3 | 27 | 5 | 0
Q_gen_MVar | 3 | 27 | 6 | 0
Q_gen_MVar | 3 | 27 | 7 | 0
Q_gen_MVar | 3 | 27 | 8 | 0
Q_gen_MVar | 3 | 27 | 9 | 0
Q_gen_MVar | 3 | 27 | 10 | 0
Q_gen_MVar | 3 | 27 | 11 | 0
Q_gen_MVar | 3 | 27 | 12 | 0
Q_gen_MVar | 3 | 27 | 13 | 0
Q_gen_MVar | 3 | 27 | 14 | 0
Q_gen_MVar | 3 | 27 | 15 | 0
Q_gen_MVar | 3 | 27 | 16 | 0
Q_gen_MVar | 3 | 27 | 17 | 0
Q_gen_MVar | 3 | 27 | 18 | 0
Q_gen_MVar | 3 | 27 | 19 | 0
Q_gen_MVar | 3 | 27 | 20 | 0
Q_gen_MVar | 3 | 27 | 21 | 0
Q_gen_MVar | 3 | 27 | 22 | 0
Q_gen_MVar | 3 | 27 | 23 | 0
Q_gen_MVar | 3 | 27 | 24 | 0
Q_gen_MVar | 3 | 28 | 1 | 0
Q_gen_MVar | 3 | 28 | 2 | 0
Q_gen_MVar | 3 | 28 | 3 | 0
Q_gen_MVar | 3 | 28 | 4 | 0
Q_gen_MVar | 3 | 28 | 5 | 0
Q_gen_MVar | 3 | 28 | 6 | 0
Q_gen_MVar | 3 | 28 | 7 | 0
Q_gen_MVar | 3 | 28 | 8 | 0
Q_gen_MVar | 3 | 28 | 9 | 0
Q_gen_MVar | 3 | 28 | 10 | 0
Q_gen_MVar | 3 | 28 | 11 | 0
Q_gen_MVar | 3 | 28 | 12 | 0
Q_gen_MVar | 3 | 28 | 13 | 0
Q_gen_MVar | 3 | 28 | 14 | 0
Q_gen_MVar | 3 | 28 | 15 | 0
Q_gen_MVar | 3 | 28 | 16 | 0
Q_gen_MVar | 3 | 28 | 17 | 0
Q_gen_MVar | 3 | 28 | 18 | 0
Q_gen_MVar | 3 | 28 | 19 | 0
Q_gen_MVar | 3 | 28 | 20 | 0
Q_gen_MVar | 3 | 28 | 21 | 0
Q_gen_MVar | 3 | 28 | 22 | 0
Q_gen_MVar | 3 | 28 | 23 | 0
Q_gen_MVar | 3 | 28 | 24 | 0
Q_gen_MVar | 3 | 29 | 1 | 0
Q_gen_MVar | 3 | 29 | 2 | 0
Q_gen_MVar | 3 | 29 | 3 | 0
Q_gen_MVar | 3 | 29 | 4 | 0
Q_gen_MVar | 3 | 29 | 5 | 0
Q_gen_MVar | 3 | 29 | 6 | 0
Q_gen_MVar | 3 | 29 | 7 | 0
Q_gen_MVar | 3 | 29 | 8 | 0
Q_gen_MVar | 3 | 29 | 9 | 0
Q_gen_MVar | 3 | 29 | 10 | 0
Q_gen_MVar | 3 | 29 | 11 | 0
Q_gen_MVar | 3 | 29 | 12 | 0
Q_gen_MVar | 3 | 29 | 13 | 0
Q_gen_MVar | 3 | 29 | 14 | 0
Q_gen_MVar | 3 | 29 | 15 | 0
Q_gen_MVar | 3 | 29 | 16 | 0
Q_gen_MVar | 3 | 29 | 17 | 0
Q_gen_MVar | 3 | 29 | 18 | 0
Q_gen_MVar | 3 | 29 | 19 | 0
Q_gen_MVar | 3 | 29 | 20 | 0
Q_gen_MVar | 3 | 29 | 21 | 0
Q_gen_MVar | 3 | 29 | 22 | 0
Q_gen_MVar | 3 | 29 | 23 | 0
Q_gen_MVar | 3 | 29 | 24 | 0
Q_gen_MVar | 3 | 30 | 1 | 0
Q_gen_MVar | 3 | 30 | 2 | 0
Q_gen_MVar | 3 | 30 | 3 | 0
Q_gen_MVar | 3 | 30 | 4 | 0
Q_gen_MVar | 3 | 30 | 5 | 0
Q_gen_MVar | 3 | 30 | 6 | 0
Q_gen_MVar | 3 | 30 | 7 | 0.004
Q_gen_MVar | 3 | 30 | 8 | 0.016
Q_gen_MVar | 3 | 30 | 9 | 0.04
Q_gen_MVar | 3 | 30 | 10 | 0.072
Q_gen_MVar | 3 | 30 | 11 | 0.084
Q_gen_MVar | 3 | 30 | 12 | 0.1
Q_gen_MVar | 3 | 30 | 13 | 0.1
Q_gen_MVar | 3 | 30 | 14 | 0.088
Q_gen_MVar | 3 | 30 | 15 | 0.06
Q_gen_MVar | 3 | 30 | 16 | 0.052
Q_gen_MVar | 3 | 30 | 17 | 0.048
Q_gen_MVar | 3 | 30 | 18 | 0.028
Q_gen_MVar | 3 | 30 | 19 | 0
Q_gen_MVar | 3 | 30 | 20 | 0
Q_gen_MVar | 3 | 30 | 21 | 0
Q_gen_MVar | 3 | 30 | 22 | 0
Q_gen_MVar | 3 | 30 | 23 | 0
Q_gen_MVar | 3 | 30 | 24 | 0
Q_gen_MVar | 3 | 31 | 1 | 0
Q_gen_MVar | 3 | 31 | 2 | 0
Q_gen_MVar | 3 | 31 | 3 | 0
Q_gen_MVar | 3 | 31 | 4 | 0
Q_gen_MVar | 3 | 31 | 5 | 0
Q_gen_MVar | 3 | 31 | 6 | 0
Q_gen_MVar | 3 | 31 | 7 | 0
Q_gen_MVar | 3 | 31 | 8 | 0
Q_gen_MVar | 3 | 31 | 9 | 0
Q_gen_MVar | 3 | 31 | 10 | 0
Q_gen_MVar | 3 | 31 | 11 | 0
Q_gen_MVar | 3 | 31 | 12 | 0
Q_gen_MVar | 3 | 31 | 13 | 0
Q_gen_MVar | 3 | 31 | 14 | 0
Q_gen_MVar | 3 | 31 | 15 | 0
Q_gen_MVar | 3 | 31 | 16 | 0
Q_gen_MVar | 3 | 31 | 17 | 0
Q_gen_MVar | 3 | 31 | 18 | 0
Q_gen_MVar | 3 | 31 | 19 | 0
Q_gen_MVar | 3 | 31 | 20 | 0
Q_gen_MVar | 3 | 31 | 21 | 0
Q_gen_MVar | 3 | 31 | 22 | 0
Q_gen_MVar | 3 | 31 | 23 | 0
Q_gen_MVar | 3 | 31 | 24 | 0
Q_gen_MVar | 3 | 32 | 1 | 0
Q_gen_MVar | 3 | 32 | 2 | 0
Q_gen_MVar | 3 | 32 | 3 | 0
Q_gen_MVar | 3 | 32 | 4 | 0
Q_gen_MVar | 3 | 32 | 5 | 0
Q_gen_MVar | 3 | 32 | 6 | 0
Q_gen_MVar | 3 | 32 | 7 | 0
Q_gen_MVar | 3 | 32 | 8 | 0
Q_gen_MVar | 3 | 32 | 9 | 0
Q_gen_MVar | 3 | 32 | 10 | 0
Q_gen_MVar | 3 | 32 | 11 | 0
Q_gen_MVar | 3 | 32 | 12 | 0
Q_gen_MVar | 3 | 32 | 13 | 0
Q_gen_MVar | 3 | 32 | 14 | 0
Q_gen_MVar | 3 | 32 | 15 | 0
Q_gen_MVar | 3 | 32 | 16 | 0
Q_gen_MVar | 3 | 32 | 17 | 0
Q_gen_MVar | 3 | 32 | 18 | 0
Q_gen_MVar | 3 | 32 | 19 | 0
Q_gen_MVar | 3 | 32 | 20 | 0
Q_gen_MVar | 3 | 32 | 21 | 0
Q_gen_MVar | 3 | 32 | 22 | 0
Q_gen_MVar | 3 | 32 | 23 | 0
Q_gen_MVar | 3 | 32 | 24 | 0
Q_gen_MVar | 3 | 33 | 1 | 0
Q_gen_MVar | 3 | 33 | 2 | 0
Q_gen_MVar | 3 | 33 | 3 | 0
Q_gen_MVar | 3 | 33 | 4 | 0
Q_gen_MVar | 3 | 33 | 5 | 0
Q_gen_MVar | 3 | 33 | 6 | 0
Q_gen_MVar | 3 | 33 | 7 | 0
Q_gen_MVar | 3 | 33 | 8 | 0
Q_gen_MVar | 3 | 33 | 9 | 0
Q_gen_MVar | 3 | 33 | 10 | 0
Q_gen_MVar | 3 | 33 | 11 | 0
Q_gen_MVar | 3 | 33 | 12 | 0
Q_gen_MVar | 3 | 33 | 13 | 0
Q_gen_MVar | 3 | 33 | 14 | 0
Q_gen_MVar | 3 | 33 | 15 | 0
Q_gen_MVar | 3 | 33 | 16 | 0
Q_gen_MVar | 3 | 33 | 17 | 0
Q_gen_MVar | 3 | 33 | 18 | 0
Q_gen_MVar | 3 | 33 | 19 | 0
Q_gen_MVar | 3 | 33 | 20 | 0
Q_gen_MVar | 3 | 33 | 21 | 0
Q_gen_MVar | 3 | 33 | 22 | 0
Q_gen_MVar | 3 | 33 | 23 | 0
Q_gen_MVar | 3 | 33 | 24 | 0

## V_mag_kv
Variable_name | Index: Buses | Index: Times | Value
V_mag_kv | 1 | 1 | 12.66
V_mag_kv | 1 | 2 | 12.66
V_mag_kv | 1 | 3 | 12.66
V_mag_kv | 1 | 4 | 12.66
V_mag_kv | 1 | 5 | 12.66
V_mag_kv | 1 | 6 | 12.66
V_mag_kv | 1 | 7 | 12.66
V_mag_kv | 1 | 8 | 12.66
V_mag_kv | 1 | 9 | 12.66
V_mag_kv | 1 | 10 | 12.66
V_mag_kv | 1 | 11 | 12.66
V_mag_kv | 1 | 12 | 12.66
V_mag_kv | 1 | 13 | 12.66
V_mag_kv | 1 | 14 | 12.66
V_mag_kv | 1 | 15 | 12.66
V_mag_kv | 1 | 16 | 12.66
V_mag_kv | 1 | 17 | 12.66
V_mag_kv | 1 | 18 | 12.66
V_mag_kv | 1 | 19 | 12.66
V_mag_kv | 1 | 20 | 12.66
V_mag_kv | 1 | 21 | 12.66
V_mag_kv | 1 | 22 | 12.66
V_mag_kv | 1 | 23 | 12.66
V_mag_kv | 1 | 24 | 12.66
V_mag_kv | 2 | 1 | 12.6317
V_mag_kv | 2 | 2 | 12.6317
V_mag_kv | 2 | 3 | 12.6331
V_mag_kv | 2 | 4 | 12.631
V_mag_kv | 2 | 5 | 12.634
V_mag_kv | 2 | 6 | 12.6341
V_mag_kv | 2 | 7 | 12.6333
V_mag_kv | 2 | 8 | 12.6326
V_mag_kv | 2 | 9 | 12.6327
V_mag_kv | 2 | 10 | 12.6345
V_mag_kv | 2 | 11 | 12.6356
V_mag_kv | 2 | 12 | 12.6386
V_mag_kv | 2 | 13 | 12.6399
V_mag_kv | 2 | 14 | 12.6383
V_mag_kv | 2 | 15 | 12.635
V_mag_kv | 2 | 16 | 12.6341
V_mag_kv | 2 | 17 | 12.633
V_mag_kv | 2 | 18 | 12.6296
V_mag_kv | 2 | 19 | 12.6263
V_mag_kv | 2 | 20 | 12.6256
V_mag_kv | 2 | 21 | 12.6257
V_mag_kv | 2 | 22 | 12.625
V_mag_kv | 2 | 23 | 12.6259
V_mag_kv | 2 | 24 | 12.6291
V_mag_kv | 3 | 1 | 12.5428
V_mag_kv | 3 | 2 | 12.5424
V_mag_kv | 3 | 3 | 12.5484
V_mag_kv | 3 | 4 | 12.5396
V_mag_kv | 3 | 5 | 12.5519
V_mag_kv | 3 | 6 | 12.5511
V_mag_kv | 3 | 7 | 12.5486
V_mag_kv | 3 | 8 | 12.5459
V_mag_kv | 3 | 9 | 12.546
V_mag_kv | 3 | 10 | 12.5545
V_mag_kv | 3 | 11 | 12.5555
V_mag_kv | 3 | 12 | 12.5663
V_mag_kv | 3 | 13 | 12.569
V_mag_kv | 3 | 14 | 12.5632
V_mag_kv | 3 | 15 | 12.5459
V_mag_kv | 3 | 16 | 12.5467
V_mag_kv | 3 | 17 | 12.5441
V_mag_kv | 3 | 18 | 12.5312
V_mag_kv | 3 | 19 | 12.5172
V_mag_kv | 3 | 20 | 12.5173
V_mag_kv | 3 | 21 | 12.5178
V_mag_kv | 3 | 22 | 12.5149
V_mag_kv | 3 | 23 | 12.5185
V_mag_kv | 3 | 24 | 12.5321
V_mag_kv | 4 | 1 | 12.5254
V_mag_kv | 4 | 2 | 12.525
V_mag_kv | 4 | 3 | 12.5318
V_mag_kv | 4 | 4 | 12.5216
V_mag_kv | 4 | 5 | 12.5358
V_mag_kv | 4 | 6 | 12.5348
V_mag_kv | 4 | 7 | 12.5316
V_mag_kv | 4 | 8 | 12.5276
V_mag_kv | 4 | 9 | 12.5257
V_mag_kv | 4 | 10 | 12.5329
V_mag_kv | 4 | 11 | 12.5328
V_mag_kv | 4 | 12 | 12.5439
V_mag_kv | 4 | 13 | 12.5469
V_mag_kv | 4 | 14 | 12.5412
V_mag_kv | 4 | 15 | 12.5234
V_mag_kv | 4 | 16 | 12.5253
V_mag_kv | 4 | 17 | 12.5227
V_mag_kv | 4 | 18 | 12.5096
V_mag_kv | 4 | 19 | 12.4958
V_mag_kv | 4 | 20 | 12.4962
V_mag_kv | 4 | 21 | 12.4967
V_mag_kv | 4 | 22 | 12.4934
V_mag_kv | 4 | 23 | 12.4975
V_mag_kv | 4 | 24 | 12.513
V_mag_kv | 5 | 1 | 12.511
V_mag_kv | 5 | 2 | 12.5105
V_mag_kv | 5 | 3 | 12.518
V_mag_kv | 5 | 4 | 12.5069
V_mag_kv | 5 | 5 | 12.5226
V_mag_kv | 5 | 6 | 12.5213
V_mag_kv | 5 | 7 | 12.5176
V_mag_kv | 5 | 8 | 12.5125
V_mag_kv | 5 | 9 | 12.5089
V_mag_kv | 5 | 10 | 12.515
V_mag_kv | 5 | 11 | 12.5141
V_mag_kv | 5 | 12 | 12.5254
V_mag_kv | 5 | 13 | 12.5286
V_mag_kv | 5 | 14 | 12.523
V_mag_kv | 5 | 15 | 12.5049
V_mag_kv | 5 | 16 | 12.5075
V_mag_kv | 5 | 17 | 12.505
V_mag_kv | 5 | 18 | 12.4917
V_mag_kv | 5 | 19 | 12.4782
V_mag_kv | 5 | 20 | 12.4787
V_mag_kv | 5 | 21 | 12.4793
V_mag_kv | 5 | 22 | 12.4756
V_mag_kv | 5 | 23 | 12.4802
V_mag_kv | 5 | 24 | 12.4974
V_mag_kv | 6 | 1 | 12.4804
V_mag_kv | 6 | 2 | 12.4799
V_mag_kv | 6 | 3 | 12.4889
V_mag_kv | 6 | 4 | 12.4755
V_mag_kv | 6 | 5 | 12.4944
V_mag_kv | 6 | 6 | 12.4928
V_mag_kv | 6 | 7 | 12.4879
V_mag_kv | 6 | 8 | 12.4804
V_mag_kv | 6 | 9 | 12.4733
V_mag_kv | 6 | 10 | 12.4771
V_mag_kv | 6 | 11 | 12.4744
V_mag_kv | 6 | 12 | 12.4861
V_mag_kv | 6 | 13 | 12.4898
V_mag_kv | 6 | 14 | 12.4845
V_mag_kv | 6 | 15 | 12.4656
V_mag_kv | 6 | 16 | 12.47
V_mag_kv | 6 | 17 | 12.4675
V_mag_kv | 6 | 18 | 12.4539
V_mag_kv | 6 | 19 | 12.4408
V_mag_kv | 6 | 20 | 12.4416
V_mag_kv | 6 | 21 | 12.4424
V_mag_kv | 6 | 22 | 12.4379
V_mag_kv | 6 | 23 | 12.4434
V_mag_kv | 6 | 24 | 12.4641
V_mag_kv | 7 | 1 | 12.4743
V_mag_kv | 7 | 2 | 12.4737
V_mag_kv | 7 | 3 | 12.4831
V_mag_kv | 7 | 4 | 12.4692
V_mag_kv | 7 | 5 | 12.4887
V_mag_kv | 7 | 6 | 12.4871
V_mag_kv | 7 | 7 | 12.4819
V_mag_kv | 7 | 8 | 12.474
V_mag_kv | 7 | 9 | 12.4661
V_mag_kv | 7 | 10 | 12.4695
V_mag_kv | 7 | 11 | 12.4665
V_mag_kv | 7 | 12 | 12.4782
V_mag_kv | 7 | 13 | 12.482
V_mag_kv | 7 | 14 | 12.4768
V_mag_kv | 7 | 15 | 12.4577
V_mag_kv | 7 | 16 | 12.4624
V_mag_kv | 7 | 17 | 12.4599
V_mag_kv | 7 | 18 | 12.4463
V_mag_kv | 7 | 19 | 12.4333
V_mag_kv | 7 | 20 | 12.4342
V_mag_kv | 7 | 21 | 12.435
V_mag_kv | 7 | 22 | 12.4304
V_mag_kv | 7 | 23 | 12.4361
V_mag_kv | 7 | 24 | 12.4574
V_mag_kv | 8 | 1 | 12.2148
V_mag_kv | 8 | 2 | 12.2135
V_mag_kv | 8 | 3 | 12.2365
V_mag_kv | 8 | 4 | 12.2023
V_mag_kv | 8 | 5 | 12.2502
V_mag_kv | 8 | 6 | 12.2688
V_mag_kv | 8 | 7 | 12.2516
V_mag_kv | 8 | 8 | 12.2405
V_mag_kv | 8 | 9 | 12.2602
V_mag_kv | 8 | 10 | 12.2966
V_mag_kv | 8 | 11 | 12.3596
V_mag_kv | 8 | 12 | 12.4297
V_mag_kv | 8 | 13 | 12.4773
V_mag_kv | 8 | 14 | 12.4392
V_mag_kv | 8 | 15 | 12.4057
V_mag_kv | 8 | 16 | 12.3443
V_mag_kv | 8 | 17 | 12.301
V_mag_kv | 8 | 18 | 12.2262
V_mag_kv | 8 | 19 | 12.1602
V_mag_kv | 8 | 20 | 12.1156
V_mag_kv | 8 | 21 | 12.1176
V_mag_kv | 8 | 22 | 12.1062
V_mag_kv | 8 | 23 | 12.1203
V_mag_kv | 8 | 24 | 12.1731
V_mag_kv | 9 | 1 | 12.1632
V_mag_kv | 9 | 2 | 12.1617
V_mag_kv | 9 | 3 | 12.1873
V_mag_kv | 9 | 4 | 12.1491
V_mag_kv | 9 | 5 | 12.2027
V_mag_kv | 9 | 6 | 12.2263
V_mag_kv | 9 | 7 | 12.207
V_mag_kv | 9 | 8 | 12.1974
V_mag_kv | 9 | 9 | 12.2276
V_mag_kv | 9 | 10 | 12.2762
V_mag_kv | 9 | 11 | 12.3572
V_mag_kv | 9 | 12 | 12.4432
V_mag_kv | 9 | 13 | 12.5014
V_mag_kv | 9 | 14 | 12.4538
V_mag_kv | 9 | 15 | 12.4141
V_mag_kv | 9 | 16 | 12.3351
V_mag_kv | 9 | 17 | 12.2813
V_mag_kv | 9 | 18 | 12.1897
V_mag_kv | 9 | 19 | 12.1079
V_mag_kv | 9 | 20 | 12.0523
V_mag_kv | 9 | 21 | 12.0545
V_mag_kv | 9 | 22 | 12.0417
V_mag_kv | 9 | 23 | 12.0576
V_mag_kv | 9 | 24 | 12.1166
V_mag_kv | 10 | 1 | 12.2565
V_mag_kv | 10 | 2 | 12.2553
V_mag_kv | 10 | 3 | 12.276
V_mag_kv | 10 | 4 | 12.2452
V_mag_kv | 10 | 5 | 12.2884
V_mag_kv | 10 | 6 | 12.2963
V_mag_kv | 10 | 7 | 12.2807
V_mag_kv | 10 | 8 | 12.2619
V_mag_kv | 10 | 9 | 12.2533
V_mag_kv | 10 | 10 | 12.2604
V_mag_kv | 10 | 11 | 12.284
V_mag_kv | 10 | 12 | 12.3238
V_mag_kv | 10 | 13 | 12.3516
V_mag_kv | 10 | 14 | 12.3325
V_mag_kv | 10 | 15 | 12.3096
V_mag_kv | 10 | 16 | 12.2868
V_mag_kv | 10 | 17 | 12.2643
V_mag_kv | 10 | 18 | 12.2222
V_mag_kv | 10 | 19 | 12.1892
V_mag_kv | 10 | 20 | 12.1673
V_mag_kv | 10 | 21 | 12.1691
V_mag_kv | 10 | 22 | 12.1588
V_mag_kv | 10 | 23 | 12.1715
V_mag_kv | 10 | 24 | 12.219
V_mag_kv | 11 | 1 | 12.2574
V_mag_kv | 11 | 2 | 12.2562
V_mag_kv | 11 | 3 | 12.2768
V_mag_kv | 11 | 4 | 12.2461
V_mag_kv | 11 | 5 | 12.2892
V_mag_kv | 11 | 6 | 12.297
V_mag_kv | 11 | 7 | 12.2815
V_mag_kv | 11 | 8 | 12.2627
V_mag_kv | 11 | 9 | 12.2542
V_mag_kv | 11 | 10 | 12.2614
V_mag_kv | 11 | 11 | 12.2851
V_mag_kv | 11 | 12 | 12.3249
V_mag_kv | 11 | 13 | 12.3526
V_mag_kv | 11 | 14 | 12.3336
V_mag_kv | 11 | 15 | 12.3107
V_mag_kv | 11 | 16 | 12.2878
V_mag_kv | 11 | 17 | 12.2653
V_mag_kv | 11 | 18 | 12.2232
V_mag_kv | 11 | 19 | 12.1902
V_mag_kv | 11 | 20 | 12.1683
V_mag_kv | 11 | 21 | 12.1701
V_mag_kv | 11 | 22 | 12.1599
V_mag_kv | 11 | 23 | 12.1725
V_mag_kv | 11 | 24 | 12.2199
V_mag_kv | 12 | 1 | 12.2602
V_mag_kv | 12 | 2 | 12.259
V_mag_kv | 12 | 3 | 12.2795
V_mag_kv | 12 | 4 | 12.249
V_mag_kv | 12 | 5 | 12.2918
V_mag_kv | 12 | 6 | 12.2997
V_mag_kv | 12 | 7 | 12.2843
V_mag_kv | 12 | 8 | 12.2657
V_mag_kv | 12 | 9 | 12.2576
V_mag_kv | 12 | 10 | 12.265
V_mag_kv | 12 | 11 | 12.2888
V_mag_kv | 12 | 12 | 12.3285
V_mag_kv | 12 | 13 | 12.3562
V_mag_kv | 12 | 14 | 12.3371
V_mag_kv | 12 | 15 | 12.3143
V_mag_kv | 12 | 16 | 12.2913
V_mag_kv | 12 | 17 | 12.2688
V_mag_kv | 12 | 18 | 12.2268
V_mag_kv | 12 | 19 | 12.1937
V_mag_kv | 12 | 20 | 12.1718
V_mag_kv | 12 | 21 | 12.1736
V_mag_kv | 12 | 22 | 12.1634
V_mag_kv | 12 | 23 | 12.176
V_mag_kv | 12 | 24 | 12.223
V_mag_kv | 13 | 1 | 12.2352
V_mag_kv | 13 | 2 | 12.2339
V_mag_kv | 13 | 3 | 12.2557
V_mag_kv | 13 | 4 | 12.2233
V_mag_kv | 13 | 5 | 12.2688
V_mag_kv | 13 | 6 | 12.2764
V_mag_kv | 13 | 7 | 12.26
V_mag_kv | 13 | 8 | 12.2395
V_mag_kv | 13 | 9 | 12.2284
V_mag_kv | 13 | 10 | 12.2339
V_mag_kv | 13 | 11 | 12.2564
V_mag_kv | 13 | 12 | 12.2965
V_mag_kv | 13 | 13 | 12.3247
V_mag_kv | 13 | 14 | 12.3058
V_mag_kv | 13 | 15 | 12.2823
V_mag_kv | 13 | 16 | 12.2606
V_mag_kv | 13 | 17 | 12.2381
V_mag_kv | 13 | 18 | 12.1958
V_mag_kv | 13 | 19 | 12.163
V_mag_kv | 13 | 20 | 12.1413
V_mag_kv | 13 | 21 | 12.1432
V_mag_kv | 13 | 22 | 12.1324
V_mag_kv | 13 | 23 | 12.1458
V_mag_kv | 13 | 24 | 12.1957
V_mag_kv | 14 | 1 | 12.2275
V_mag_kv | 14 | 2 | 12.2262
V_mag_kv | 14 | 3 | 12.2484
V_mag_kv | 14 | 4 | 12.2154
V_mag_kv | 14 | 5 | 12.2617
V_mag_kv | 14 | 6 | 12.2692
V_mag_kv | 14 | 7 | 12.2526
V_mag_kv | 14 | 8 | 12.2314
V_mag_kv | 14 | 9 | 12.2195
V_mag_kv | 14 | 10 | 12.2244
V_mag_kv | 14 | 11 | 12.2464
V_mag_kv | 14 | 12 | 12.2867
V_mag_kv | 14 | 13 | 12.315
V_mag_kv | 14 | 14 | 12.2961
V_mag_kv | 14 | 15 | 12.2724
V_mag_kv | 14 | 16 | 12.2512
V_mag_kv | 14 | 17 | 12.2287
V_mag_kv | 14 | 18 | 12.1862
V_mag_kv | 14 | 19 | 12.1536
V_mag_kv | 14 | 20 | 12.1319
V_mag_kv | 14 | 21 | 12.1339
V_mag_kv | 14 | 22 | 12.1229
V_mag_kv | 14 | 23 | 12.1365
V_mag_kv | 14 | 24 | 12.1873
V_mag_kv | 15 | 1 | 12.0639
V_mag_kv | 15 | 2 | 12.0621
V_mag_kv | 15 | 3 | 12.0929
V_mag_kv | 15 | 4 | 12.047
V_mag_kv | 15 | 5 | 12.1114
V_mag_kv | 15 | 6 | 12.145
V_mag_kv | 15 | 7 | 12.1218
V_mag_kv | 15 | 8 | 12.1153
V_mag_kv | 15 | 9 | 12.1669
V_mag_kv | 15 | 10 | 12.2402
V_mag_kv | 15 | 11 | 12.3574
V_mag_kv | 15 | 12 | 12.4748
V_mag_kv | 15 | 13 | 12.5541
V_mag_kv | 15 | 14 | 12.4876
V_mag_kv | 15 | 15 | 12.4358
V_mag_kv | 15 | 16 | 12.3212
V_mag_kv | 15 | 17 | 12.2467
V_mag_kv | 15 | 18 | 12.1217
V_mag_kv | 15 | 19 | 12.0081
V_mag_kv | 15 | 20 | 11.9305
V_mag_kv | 15 | 21 | 11.9332
V_mag_kv | 15 | 22 | 11.9178
V_mag_kv | 15 | 23 | 11.9368
V_mag_kv | 15 | 24 | 12.0078
V_mag_kv | 16 | 1 | 12.0331
V_mag_kv | 16 | 2 | 12.0311
V_mag_kv | 16 | 3 | 12.0636
V_mag_kv | 16 | 4 | 12.0153
V_mag_kv | 16 | 5 | 12.083
V_mag_kv | 16 | 6 | 12.1203
V_mag_kv | 16 | 7 | 12.0959
V_mag_kv | 16 | 8 | 12.0909
V_mag_kv | 16 | 9 | 12.1509
V_mag_kv | 16 | 10 | 12.2336
V_mag_kv | 16 | 11 | 12.3642
V_mag_kv | 16 | 12 | 12.4931
V_mag_kv | 16 | 13 | 12.58
V_mag_kv | 16 | 14 | 12.5066
V_mag_kv | 16 | 15 | 12.4504
V_mag_kv | 16 | 16 | 12.3226
V_mag_kv | 16 | 17 | 12.2405
V_mag_kv | 16 | 18 | 12.1035
V_mag_kv | 16 | 19 | 11.9782
V_mag_kv | 16 | 20 | 11.8927
V_mag_kv | 16 | 21 | 11.8956
V_mag_kv | 16 | 22 | 11.8793
V_mag_kv | 16 | 23 | 11.8994
V_mag_kv | 16 | 24 | 11.9741
V_mag_kv | 17 | 1 | 11.9759
V_mag_kv | 17 | 2 | 11.9738
V_mag_kv | 17 | 3 | 12.0093
V_mag_kv | 17 | 4 | 11.9565
V_mag_kv | 17 | 5 | 12.0305
V_mag_kv | 17 | 6 | 12.0745
V_mag_kv | 17 | 7 | 12.0478
V_mag_kv | 17 | 8 | 12.0456
V_mag_kv | 17 | 9 | 12.1207
V_mag_kv | 17 | 10 | 12.2205
V_mag_kv | 17 | 11 | 12.3757
V_mag_kv | 17 | 12 | 12.5254
V_mag_kv | 17 | 13 | 12.6263
V_mag_kv | 17 | 14 | 12.5401
V_mag_kv | 17 | 15 | 12.476
V_mag_kv | 17 | 16 | 12.324
V_mag_kv | 17 | 17 | 12.2282
V_mag_kv | 17 | 18 | 12.0691
V_mag_kv | 17 | 19 | 11.9227
V_mag_kv | 17 | 20 | 11.8226
V_mag_kv | 17 | 21 | 11.8257
V_mag_kv | 17 | 22 | 11.808
V_mag_kv | 17 | 23 | 11.8299
V_mag_kv | 17 | 24 | 11.9115
V_mag_kv | 18 | 1 | 11.9522
V_mag_kv | 18 | 2 | 11.9501
V_mag_kv | 18 | 3 | 11.9868
V_mag_kv | 18 | 4 | 11.9322
V_mag_kv | 18 | 5 | 12.0087
V_mag_kv | 18 | 6 | 12.0564
V_mag_kv | 18 | 7 | 12.0288
V_mag_kv | 18 | 8 | 12.0286
V_mag_kv | 18 | 9 | 12.1127
V_mag_kv | 18 | 10 | 12.2221
V_mag_kv | 18 | 11 | 12.391
V_mag_kv | 18 | 12 | 12.5519
V_mag_kv | 18 | 13 | 12.6602
V_mag_kv | 18 | 14 | 12.5671
V_mag_kv | 18 | 15 | 12.4989
V_mag_kv | 18 | 16 | 12.3335
V_mag_kv | 18 | 17 | 12.2302
V_mag_kv | 18 | 18 | 12.0593
V_mag_kv | 18 | 19 | 11.9015
V_mag_kv | 18 | 20 | 11.7936
V_mag_kv | 18 | 21 | 11.7968
V_mag_kv | 18 | 22 | 11.7784
V_mag_kv | 18 | 23 | 11.8011
V_mag_kv | 18 | 24 | 11.8856
V_mag_kv | 19 | 1 | 12.609
V_mag_kv | 19 | 2 | 12.6089
V_mag_kv | 19 | 3 | 12.6115
V_mag_kv | 19 | 4 | 12.6076
V_mag_kv | 19 | 5 | 12.613
V_mag_kv | 19 | 6 | 12.6139
V_mag_kv | 19 | 7 | 12.6122
V_mag_kv | 19 | 8 | 12.6106
V_mag_kv | 19 | 9 | 12.6108
V_mag_kv | 19 | 10 | 12.6135
V_mag_kv | 19 | 11 | 12.6168
V_mag_kv | 19 | 12 | 12.6226
V_mag_kv | 19 | 13 | 12.6258
V_mag_kv | 19 | 14 | 12.6229
V_mag_kv | 19 | 15 | 12.6182
V_mag_kv | 19 | 16 | 12.6152
V_mag_kv | 19 | 17 | 12.6123
V_mag_kv | 19 | 18 | 12.606
V_mag_kv | 19 | 19 | 12.6003
V_mag_kv | 19 | 20 | 12.5978
V_mag_kv | 19 | 21 | 12.598
V_mag_kv | 19 | 22 | 12.5967
V_mag_kv | 19 | 23 | 12.5983
V_mag_kv | 19 | 24 | 12.6043
V_mag_kv | 20 | 1 | 12.4161
V_mag_kv | 20 | 2 | 12.4153
V_mag_kv | 20 | 3 | 12.4279
V_mag_kv | 20 | 4 | 12.4092
V_mag_kv | 20 | 5 | 12.4354
V_mag_kv | 20 | 6 | 12.4425
V_mag_kv | 20 | 7 | 12.4333
V_mag_kv | 20 | 8 | 12.4247
V_mag_kv | 20 | 9 | 12.4275
V_mag_kv | 20 | 10 | 12.4399
V_mag_kv | 20 | 11 | 12.4637
V_mag_kv | 20 | 12 | 12.4947
V_mag_kv | 20 | 13 | 12.5156
V_mag_kv | 20 | 14 | 12.4995
V_mag_kv | 20 | 15 | 12.4827
V_mag_kv | 20 | 16 | 12.4598
V_mag_kv | 20 | 17 | 12.4415
V_mag_kv | 20 | 18 | 12.4084
V_mag_kv | 20 | 19 | 12.3802
V_mag_kv | 20 | 20 | 12.362
V_mag_kv | 20 | 21 | 12.3631
V_mag_kv | 20 | 22 | 12.3568
V_mag_kv | 20 | 23 | 12.3645
V_mag_kv | 20 | 24 | 12.3933
V_mag_kv | 21 | 1 | 12.3623
V_mag_kv | 21 | 2 | 12.3614
V_mag_kv | 21 | 3 | 12.3767
V_mag_kv | 21 | 4 | 12.354
V_mag_kv | 21 | 5 | 12.3859
V_mag_kv | 21 | 6 | 12.3949
V_mag_kv | 21 | 7 | 12.3835
V_mag_kv | 21 | 8 | 12.373
V_mag_kv | 21 | 9 | 12.3765
V_mag_kv | 21 | 10 | 12.3916
V_mag_kv | 21 | 11 | 12.4211
V_mag_kv | 21 | 12 | 12.4592
V_mag_kv | 21 | 13 | 12.485
V_mag_kv | 21 | 14 | 12.4652
V_mag_kv | 21 | 15 | 12.4451
V_mag_kv | 21 | 16 | 12.4166
V_mag_kv | 21 | 17 | 12.394
V_mag_kv | 21 | 18 | 12.3534
V_mag_kv | 21 | 19 | 12.319
V_mag_kv | 21 | 20 | 12.2963
V_mag_kv | 21 | 21 | 12.2976
V_mag_kv | 21 | 22 | 12.29
V_mag_kv | 21 | 23 | 12.2994
V_mag_kv | 21 | 24 | 12.3345
V_mag_kv | 22 | 1 | 12.3288
V_mag_kv | 22 | 2 | 12.3278
V_mag_kv | 22 | 3 | 12.3448
V_mag_kv | 22 | 4 | 12.3195
V_mag_kv | 22 | 5 | 12.355
V_mag_kv | 22 | 6 | 12.3636
V_mag_kv | 22 | 7 | 12.3509
V_mag_kv | 22 | 8 | 12.3377
V_mag_kv | 22 | 9 | 12.3375
V_mag_kv | 22 | 10 | 12.3501
V_mag_kv | 22 | 11 | 12.3777
V_mag_kv | 22 | 12 | 12.4163
V_mag_kv | 22 | 13 | 12.4427
V_mag_kv | 22 | 14 | 12.4232
V_mag_kv | 22 | 15 | 12.4022
V_mag_kv | 22 | 16 | 12.3754
V_mag_kv | 22 | 17 | 12.3529
V_mag_kv | 22 | 18 | 12.3118
V_mag_kv | 22 | 19 | 12.2778
V_mag_kv | 22 | 20 | 12.2554
V_mag_kv | 22 | 21 | 12.2569
V_mag_kv | 22 | 22 | 12.2484
V_mag_kv | 22 | 23 | 12.2589
V_mag_kv | 22 | 24 | 12.2979
V_mag_kv | 23 | 1 | 12.4801
V_mag_kv | 23 | 2 | 12.4796
V_mag_kv | 23 | 3 | 12.4887
V_mag_kv | 23 | 4 | 12.4751
V_mag_kv | 23 | 5 | 12.4942
V_mag_kv | 23 | 6 | 12.4926
V_mag_kv | 23 | 7 | 12.4892
V_mag_kv | 23 | 8 | 12.4864
V_mag_kv | 23 | 9 | 12.4888
V_mag_kv | 23 | 10 | 12.5051
V_mag_kv | 23 | 11 | 12.5071
V_mag_kv | 23 | 12 | 12.5249
V_mag_kv | 23 | 13 | 12.5286
V_mag_kv | 23 | 14 | 12.5187
V_mag_kv | 23 | 15 | 12.4888
V_mag_kv | 23 | 16 | 12.4901
V_mag_kv | 23 | 17 | 12.4861
V_mag_kv | 23 | 18 | 12.4645
V_mag_kv | 23 | 19 | 12.4401
V_mag_kv | 23 | 20 | 12.4409
V_mag_kv | 23 | 21 | 12.4417
V_mag_kv | 23 | 22 | 12.4372
V_mag_kv | 23 | 23 | 12.4428
V_mag_kv | 23 | 24 | 12.4636
V_mag_kv | 24 | 1 | 12.3554
V_mag_kv | 24 | 2 | 12.3545
V_mag_kv | 24 | 3 | 12.3699
V_mag_kv | 24 | 4 | 12.3469
V_mag_kv | 24 | 5 | 12.3792
V_mag_kv | 24 | 6 | 12.3762
V_mag_kv | 24 | 7 | 12.3712
V_mag_kv | 24 | 8 | 12.3682
V_mag_kv | 24 | 9 | 12.3754
V_mag_kv | 24 | 10 | 12.4075
V_mag_kv | 24 | 11 | 12.4117
V_mag_kv | 24 | 12 | 12.4437
V_mag_kv | 24 | 13 | 12.4493
V_mag_kv | 24 | 14 | 12.4311
V_mag_kv | 24 | 15 | 12.376
V_mag_kv | 24 | 16 | 12.3781
V_mag_kv | 24 | 17 | 12.3712
V_mag_kv | 24 | 18 | 12.3321
V_mag_kv | 24 | 19 | 12.2868
V_mag_kv | 24 | 20 | 12.2889
V_mag_kv | 24 | 21 | 12.2903
V_mag_kv | 24 | 22 | 12.2826
V_mag_kv | 24 | 23 | 12.292
V_mag_kv | 24 | 24 | 12.3274
V_mag_kv | 25 | 1 | 12.2636
V_mag_kv | 25 | 2 | 12.2624
V_mag_kv | 25 | 3 | 12.2826
V_mag_kv | 25 | 4 | 12.2526
V_mag_kv | 25 | 5 | 12.2946
V_mag_kv | 25 | 6 | 12.2906
V_mag_kv | 25 | 7 | 12.2852
V_mag_kv | 25 | 8 | 12.2846
V_mag_kv | 25 | 9 | 12.3002
V_mag_kv | 25 | 10 | 12.3507
V_mag_kv | 25 | 11 | 12.3589
V_mag_kv | 25 | 12 | 12.4046
V_mag_kv | 25 | 13 | 12.4116
V_mag_kv | 25 | 14 | 12.3848
V_mag_kv | 25 | 15 | 12.3054
V_mag_kv | 25 | 16 | 12.3064
V_mag_kv | 25 | 17 | 12.2966
V_mag_kv | 25 | 18 | 12.2405
V_mag_kv | 25 | 19 | 12.1739
V_mag_kv | 25 | 20 | 12.177
V_mag_kv | 25 | 21 | 12.1787
V_mag_kv | 25 | 22 | 12.1688
V_mag_kv | 25 | 23 | 12.1811
V_mag_kv | 25 | 24 | 12.2271
V_mag_kv | 26 | 1 | 12.4777
V_mag_kv | 26 | 2 | 12.4772
V_mag_kv | 26 | 3 | 12.4864
V_mag_kv | 26 | 4 | 12.4727
V_mag_kv | 26 | 5 | 12.4919
V_mag_kv | 26 | 6 | 12.4903
V_mag_kv | 26 | 7 | 12.4853
V_mag_kv | 26 | 8 | 12.4776
V_mag_kv | 26 | 9 | 12.4701
V_mag_kv | 26 | 10 | 12.4737
V_mag_kv | 26 | 11 | 12.4709
V_mag_kv | 26 | 12 | 12.4826
V_mag_kv | 26 | 13 | 12.4864
V_mag_kv | 26 | 14 | 12.4811
V_mag_kv | 26 | 15 | 12.4621
V_mag_kv | 26 | 16 | 12.4666
V_mag_kv | 26 | 17 | 12.4642
V_mag_kv | 26 | 18 | 12.4505
V_mag_kv | 26 | 19 | 12.4375
V_mag_kv | 26 | 20 | 12.4383
V_mag_kv | 26 | 21 | 12.4391
V_mag_kv | 26 | 22 | 12.4346
V_mag_kv | 26 | 23 | 12.4402
V_mag_kv | 26 | 24 | 12.4611
V_mag_kv | 27 | 1 | 12.4752
V_mag_kv | 27 | 2 | 12.4747
V_mag_kv | 27 | 3 | 12.484
V_mag_kv | 27 | 4 | 12.4701
V_mag_kv | 27 | 5 | 12.4896
V_mag_kv | 27 | 6 | 12.4879
V_mag_kv | 27 | 7 | 12.4828
V_mag_kv | 27 | 8 | 12.4749
V_mag_kv | 27 | 9 | 12.4672
V_mag_kv | 27 | 10 | 12.4706
V_mag_kv | 27 | 11 | 12.4677
V_mag_kv | 27 | 12 | 12.4794
V_mag_kv | 27 | 13 | 12.4832
V_mag_kv | 27 | 14 | 12.4779
V_mag_kv | 27 | 15 | 12.4588
V_mag_kv | 27 | 16 | 12.4635
V_mag_kv | 27 | 17 | 12.4611
V_mag_kv | 27 | 18 | 12.4474
V_mag_kv | 27 | 19 | 12.4345
V_mag_kv | 27 | 20 | 12.4353
V_mag_kv | 27 | 21 | 12.4361
V_mag_kv | 27 | 22 | 12.4315
V_mag_kv | 27 | 23 | 12.4372
V_mag_kv | 27 | 24 | 12.4584
V_mag_kv | 28 | 1 | 12.4701
V_mag_kv | 28 | 2 | 12.4696
V_mag_kv | 28 | 3 | 12.4791
V_mag_kv | 28 | 4 | 12.4649
V_mag_kv | 28 | 5 | 12.4849
V_mag_kv | 28 | 6 | 12.4832
V_mag_kv | 28 | 7 | 12.4779
V_mag_kv | 28 | 8 | 12.4696
V_mag_kv | 28 | 9 | 12.4613
V_mag_kv | 28 | 10 | 12.4643
V_mag_kv | 28 | 11 | 12.4611
V_mag_kv | 28 | 12 | 12.4729
V_mag_kv | 28 | 13 | 12.4767
V_mag_kv | 28 | 14 | 12.4715
V_mag_kv | 28 | 15 | 12.4523
V_mag_kv | 28 | 16 | 12.4573
V_mag_kv | 28 | 17 | 12.4548
V_mag_kv | 28 | 18 | 12.4411
V_mag_kv | 28 | 19 | 12.4282
V_mag_kv | 28 | 20 | 12.4291
V_mag_kv | 28 | 21 | 12.43
V_mag_kv | 28 | 22 | 12.4253
V_mag_kv | 28 | 23 | 12.4311
V_mag_kv | 28 | 24 | 12.4528
V_mag_kv | 29 | 1 | 12.2254
V_mag_kv | 29 | 2 | 12.2241
V_mag_kv | 29 | 3 | 12.2462
V_mag_kv | 29 | 4 | 12.2133
V_mag_kv | 29 | 5 | 12.2594
V_mag_kv | 29 | 6 | 12.2549
V_mag_kv | 29 | 7 | 12.2499
V_mag_kv | 29 | 8 | 12.2517
V_mag_kv | 29 | 9 | 12.2738
V_mag_kv | 29 | 10 | 12.3357
V_mag_kv | 29 | 11 | 12.3471
V_mag_kv | 29 | 12 | 12.4003
V_mag_kv | 29 | 13 | 12.408
V_mag_kv | 29 | 14 | 12.3762
V_mag_kv | 29 | 15 | 12.2834
V_mag_kv | 29 | 16 | 12.2829
V_mag_kv | 29 | 17 | 12.2714
V_mag_kv | 29 | 18 | 12.2058
V_mag_kv | 29 | 19 | 12.127
V_mag_kv | 29 | 20 | 12.1304
V_mag_kv | 29 | 21 | 12.1323
V_mag_kv | 29 | 22 | 12.1214
V_mag_kv | 29 | 23 | 12.1349
V_mag_kv | 29 | 24 | 12.1854
V_mag_kv | 30 | 1 | 12.2033
V_mag_kv | 30 | 2 | 12.2019
V_mag_kv | 30 | 3 | 12.2251
V_mag_kv | 30 | 4 | 12.1906
V_mag_kv | 30 | 5 | 12.239
V_mag_kv | 30 | 6 | 12.2343
V_mag_kv | 30 | 7 | 12.2302
V_mag_kv | 30 | 8 | 12.2355
V_mag_kv | 30 | 9 | 12.2655
V_mag_kv | 30 | 10 | 12.3396
V_mag_kv | 30 | 11 | 12.3549
V_mag_kv | 30 | 12 | 12.4153
V_mag_kv | 30 | 13 | 12.4232
V_mag_kv | 30 | 14 | 12.3865
V_mag_kv | 30 | 15 | 12.2811
V_mag_kv | 30 | 16 | 12.2784
V_mag_kv | 30 | 17 | 12.2652
V_mag_kv | 30 | 18 | 12.1906
V_mag_kv | 30 | 19 | 12.0997
V_mag_kv | 30 | 20 | 12.1033
V_mag_kv | 30 | 21 | 12.1054
V_mag_kv | 30 | 22 | 12.0939
V_mag_kv | 30 | 23 | 12.1081
V_mag_kv | 30 | 24 | 12.1612
V_mag_kv | 31 | 1 | 12.1898
V_mag_kv | 31 | 2 | 12.1883
V_mag_kv | 31 | 3 | 12.2123
V_mag_kv | 31 | 4 | 12.1767
V_mag_kv | 31 | 5 | 12.2266
V_mag_kv | 31 | 6 | 12.2217
V_mag_kv | 31 | 7 | 12.217
V_mag_kv | 31 | 8 | 12.2214
V_mag_kv | 31 | 9 | 12.2499
V_mag_kv | 31 | 10 | 12.3231
V_mag_kv | 31 | 11 | 12.3376
V_mag_kv | 31 | 12 | 12.3982
V_mag_kv | 31 | 13 | 12.4064
V_mag_kv | 31 | 14 | 12.3698
V_mag_kv | 31 | 15 | 12.2638
V_mag_kv | 31 | 16 | 12.2619
V_mag_kv | 31 | 17 | 12.2487
V_mag_kv | 31 | 18 | 12.1739
V_mag_kv | 31 | 19 | 12.0831
V_mag_kv | 31 | 20 | 12.0869
V_mag_kv | 31 | 21 | 12.089
V_mag_kv | 31 | 22 | 12.0771
V_mag_kv | 31 | 23 | 12.0917
V_mag_kv | 31 | 24 | 12.1464
V_mag_kv | 32 | 1 | 11.931
V_mag_kv | 32 | 2 | 11.9287
V_mag_kv | 32 | 3 | 11.9666
V_mag_kv | 32 | 4 | 11.9103
V_mag_kv | 32 | 5 | 11.9891
V_mag_kv | 32 | 6 | 12.0367
V_mag_kv | 32 | 7 | 12.0082
V_mag_kv | 32 | 8 | 12.0064
V_mag_kv | 32 | 9 | 12.0882
V_mag_kv | 32 | 10 | 12.1963
V_mag_kv | 32 | 11 | 12.3643
V_mag_kv | 32 | 12 | 12.5258
V_mag_kv | 32 | 13 | 12.6347
V_mag_kv | 32 | 14 | 12.5416
V_mag_kv | 32 | 15 | 12.4727
V_mag_kv | 32 | 16 | 12.3081
V_mag_kv | 32 | 17 | 12.2047
V_mag_kv | 32 | 18 | 12.0332
V_mag_kv | 32 | 19 | 11.8754
V_mag_kv | 32 | 20 | 11.7675
V_mag_kv | 32 | 21 | 11.7708
V_mag_kv | 32 | 22 | 11.7519
V_mag_kv | 32 | 23 | 11.7752
V_mag_kv | 32 | 24 | 11.8623
V_mag_kv | 33 | 1 | 11.939
V_mag_kv | 33 | 2 | 11.9368
V_mag_kv | 33 | 3 | 11.9742
V_mag_kv | 33 | 4 | 11.9186
V_mag_kv | 33 | 5 | 11.9965
V_mag_kv | 33 | 6 | 12.0441
V_mag_kv | 33 | 7 | 12.016
V_mag_kv | 33 | 8 | 12.0148
V_mag_kv | 33 | 9 | 12.0975
V_mag_kv | 33 | 10 | 12.2061
V_mag_kv | 33 | 11 | 12.3744
V_mag_kv | 33 | 12 | 12.5356
V_mag_kv | 33 | 13 | 12.6443
V_mag_kv | 33 | 14 | 12.5512
V_mag_kv | 33 | 15 | 12.4826
V_mag_kv | 33 | 16 | 12.3177
V_mag_kv | 33 | 17 | 12.2143
V_mag_kv | 33 | 18 | 12.0431
V_mag_kv | 33 | 19 | 11.8853
V_mag_kv | 33 | 20 | 11.7773
V_mag_kv | 33 | 21 | 11.7806
V_mag_kv | 33 | 22 | 11.7619
V_mag_kv | 33 | 23 | 11.785
V_mag_kv | 33 | 24 | 11.8711

## V_ang_deg
Variable_name | Index: Buses | Index: Times | Value
V_ang_deg | 1 | 1 | 0
V_ang_deg | 1 | 2 | 0
V_ang_deg | 1 | 3 | 0
V_ang_deg | 1 | 4 | 0
V_ang_deg | 1 | 5 | 0
V_ang_deg | 1 | 6 | 0
V_ang_deg | 1 | 7 | 0
V_ang_deg | 1 | 8 | 0
V_ang_deg | 1 | 9 | 0
V_ang_deg | 1 | 10 | 0
V_ang_deg | 1 | 11 | 0
V_ang_deg | 1 | 12 | 0
V_ang_deg | 1 | 13 | 0
V_ang_deg | 1 | 14 | 0
V_ang_deg | 1 | 15 | 0
V_ang_deg | 1 | 16 | 0
V_ang_deg | 1 | 17 | 0
V_ang_deg | 1 | 18 | 0
V_ang_deg | 1 | 19 | 0
V_ang_deg | 1 | 20 | 0
V_ang_deg | 1 | 21 | 0
V_ang_deg | 1 | 22 | 0
V_ang_deg | 1 | 23 | 0
V_ang_deg | 1 | 24 | 0
V_ang_deg | 2 | 1 | 0.011103
V_ang_deg | 2 | 2 | 0.011138
V_ang_deg | 2 | 3 | 0.01055
V_ang_deg | 2 | 4 | 0.011425
V_ang_deg | 2 | 5 | 0.010199
V_ang_deg | 2 | 6 | 0.011062
V_ang_deg | 2 | 7 | 0.012041
V_ang_deg | 2 | 8 | 0.01528
V_ang_deg | 2 | 9 | 0.022035
V_ang_deg | 2 | 10 | 0.029464
V_ang_deg | 2 | 11 | 0.034838
V_ang_deg | 2 | 12 | 0.039243
V_ang_deg | 2 | 13 | 0.040701
V_ang_deg | 2 | 14 | 0.037361
V_ang_deg | 2 | 15 | 0.033069
V_ang_deg | 2 | 16 | 0.028201
V_ang_deg | 2 | 17 | 0.026091
V_ang_deg | 2 | 18 | 0.021289
V_ang_deg | 2 | 19 | 0.015198
V_ang_deg | 2 | 20 | 0.013659
V_ang_deg | 2 | 21 | 0.013606
V_ang_deg | 2 | 22 | 0.013903
V_ang_deg | 2 | 23 | 0.013537
V_ang_deg | 2 | 24 | 0.012174
V_ang_deg | 3 | 1 | 0.074826
V_ang_deg | 3 | 2 | 0.075052
V_ang_deg | 3 | 3 | 0.071225
V_ang_deg | 3 | 4 | 0.076916
V_ang_deg | 3 | 5 | 0.068936
V_ang_deg | 3 | 6 | 0.070532
V_ang_deg | 3 | 7 | 0.076849
V_ang_deg | 3 | 8 | 0.093715
V_ang_deg | 3 | 9 | 0.12508
V_ang_deg | 3 | 10 | 0.1604
V_ang_deg | 3 | 11 | 0.17816
V_ang_deg | 3 | 12 | 0.19321
V_ang_deg | 3 | 13 | 0.19362
V_ang_deg | 3 | 14 | 0.18111
V_ang_deg | 3 | 15 | 0.15833
V_ang_deg | 3 | 16 | 0.14406
V_ang_deg | 3 | 17 | 0.13892
V_ang_deg | 3 | 18 | 0.12054
V_ang_deg | 3 | 19 | 0.093476
V_ang_deg | 3 | 20 | 0.091292
V_ang_deg | 3 | 21 | 0.090957
V_ang_deg | 3 | 22 | 0.092853
V_ang_deg | 3 | 23 | 0.090512
V_ang_deg | 3 | 24 | 0.081757
V_ang_deg | 4 | 1 | 0.073254
V_ang_deg | 4 | 2 | 0.073475
V_ang_deg | 4 | 3 | 0.069725
V_ang_deg | 4 | 4 | 0.075302
V_ang_deg | 4 | 5 | 0.067483
V_ang_deg | 4 | 6 | 0.069061
V_ang_deg | 4 | 7 | 0.07532
V_ang_deg | 4 | 8 | 0.092066
V_ang_deg | 4 | 9 | 0.12326
V_ang_deg | 4 | 10 | 0.15847
V_ang_deg | 4 | 11 | 0.17614
V_ang_deg | 4 | 12 | 0.19121
V_ang_deg | 4 | 13 | 0.19165
V_ang_deg | 4 | 14 | 0.17915
V_ang_deg | 4 | 15 | 0.15633
V_ang_deg | 4 | 16 | 0.14214
V_ang_deg | 4 | 17 | 0.137
V_ang_deg | 4 | 18 | 0.1186
V_ang_deg | 4 | 19 | 0.091564
V_ang_deg | 4 | 20 | 0.089394
V_ang_deg | 4 | 21 | 0.089067
V_ang_deg | 4 | 22 | 0.090925
V_ang_deg | 4 | 23 | 0.08863
V_ang_deg | 4 | 24 | 0.080047
V_ang_deg | 5 | 1 | 0.069586
V_ang_deg | 5 | 2 | 0.069796
V_ang_deg | 5 | 3 | 0.066229
V_ang_deg | 5 | 4 | 0.071534
V_ang_deg | 5 | 5 | 0.064096
V_ang_deg | 5 | 6 | 0.065633
V_ang_deg | 5 | 7 | 0.071751
V_ang_deg | 5 | 8 | 0.088215
V_ang_deg | 5 | 9 | 0.11899
V_ang_deg | 5 | 10 | 0.15394
V_ang_deg | 5 | 11 | 0.1714
V_ang_deg | 5 | 12 | 0.18652
V_ang_deg | 5 | 13 | 0.18702
V_ang_deg | 5 | 14 | 0.17455
V_ang_deg | 5 | 15 | 0.15163
V_ang_deg | 5 | 16 | 0.13764
V_ang_deg | 5 | 17 | 0.13251
V_ang_deg | 5 | 18 | 0.11407
V_ang_deg | 5 | 19 | 0.087081
V_ang_deg | 5 | 20 | 0.084947
V_ang_deg | 5 | 21 | 0.084635
V_ang_deg | 5 | 22 | 0.086404
V_ang_deg | 5 | 23 | 0.084219
V_ang_deg | 5 | 24 | 0.07605
V_ang_deg | 6 | 1 | 0.025679
V_ang_deg | 6 | 2 | 0.025759
V_ang_deg | 6 | 3 | 0.024411
V_ang_deg | 6 | 4 | 0.026417
V_ang_deg | 6 | 5 | 0.023606
V_ang_deg | 6 | 6 | 0.024641
V_ang_deg | 6 | 7 | 0.029064
V_ang_deg | 6 | 8 | 0.042085
V_ang_deg | 6 | 9 | 0.067815
V_ang_deg | 6 | 10 | 0.09946
V_ang_deg | 6 | 11 | 0.11437
V_ang_deg | 6 | 12 | 0.13016
V_ang_deg | 6 | 13 | 0.13137
V_ang_deg | 6 | 14 | 0.11921
V_ang_deg | 6 | 15 | 0.095076
V_ang_deg | 6 | 16 | 0.083593
V_ang_deg | 6 | 17 | 0.078571
V_ang_deg | 6 | 18 | 0.059575
V_ang_deg | 6 | 19 | 0.033217
V_ang_deg | 6 | 20 | 0.031524
V_ang_deg | 6 | 21 | 0.031404
V_ang_deg | 6 | 22 | 0.032082
V_ang_deg | 6 | 23 | 0.031245
V_ang_deg | 6 | 24 | 0.028131
V_ang_deg | 7 | 1 | -0.004087
V_ang_deg | 7 | 2 | -0.0040964
V_ang_deg | 7 | 3 | -0.003935
V_ang_deg | 7 | 4 | -0.004173
V_ang_deg | 7 | 5 | -0.0038359
V_ang_deg | 7 | 6 | -0.0031431
V_ang_deg | 7 | 7 | 0.00012712
V_ang_deg | 7 | 8 | 0.010806
V_ang_deg | 7 | 9 | 0.033098
V_ang_deg | 7 | 10 | 0.062498
V_ang_deg | 7 | 11 | 0.075673
V_ang_deg | 7 | 12 | 0.091905
V_ang_deg | 7 | 13 | 0.093598
V_ang_deg | 7 | 14 | 0.081665
V_ang_deg | 7 | 15 | 0.056699
V_ang_deg | 7 | 16 | 0.046925
V_ang_deg | 7 | 17 | 0.041972
V_ang_deg | 7 | 18 | 0.022601
V_ang_deg | 7 | 19 | -0.0033279
V_ang_deg | 7 | 20 | -0.004721
V_ang_deg | 7 | 21 | -0.0047091
V_ang_deg | 7 | 22 | -0.0047758
V_ang_deg | 7 | 23 | -0.0046933
V_ang_deg | 7 | 24 | -0.0043662
V_ang_deg | 8 | 1 | -0.64882
V_ang_deg | 8 | 2 | -0.65078
V_ang_deg | 8 | 3 | -0.61754
V_ang_deg | 8 | 4 | -0.66698
V_ang_deg | 8 | 5 | -0.59766
V_ang_deg | 8 | 6 | -0.52508
V_ang_deg | 8 | 7 | -0.54992
V_ang_deg | 8 | 8 | -0.51986
V_ang_deg | 8 | 9 | -0.35233
V_ang_deg | 8 | 10 | -0.15931
V_ang_deg | 8 | 11 | 0.12016
V_ang_deg | 8 | 12 | 0.36381
V_ang_deg | 8 | 13 | 0.52768
V_ang_deg | 8 | 14 | 0.37711
V_ang_deg | 8 | 15 | 0.28101
V_ang_deg | 8 | 16 | 0.0030127
V_ang_deg | 8 | 17 | -0.15343
V_ang_deg | 8 | 18 | -0.40154
V_ang_deg | 8 | 19 | -0.6359
V_ang_deg | 8 | 20 | -0.79198
V_ang_deg | 8 | 21 | -0.78908
V_ang_deg | 8 | 22 | -0.80557
V_ang_deg | 8 | 23 | -0.7852
V_ang_deg | 8 | 24 | -0.70906
V_ang_deg | 9 | 1 | -0.70354
V_ang_deg | 9 | 2 | -0.70567
V_ang_deg | 9 | 3 | -0.66955
V_ang_deg | 9 | 4 | -0.72327
V_ang_deg | 9 | 5 | -0.64796
V_ang_deg | 9 | 6 | -0.56164
V_ang_deg | 9 | 7 | -0.58865
V_ang_deg | 9 | 8 | -0.54859
V_ang_deg | 9 | 9 | -0.34443
V_ang_deg | 9 | 10 | -0.113
V_ang_deg | 9 | 11 | 0.21924
V_ang_deg | 9 | 12 | 0.50435
V_ang_deg | 9 | 13 | 0.69575
V_ang_deg | 9 | 14 | 0.51871
V_ang_deg | 9 | 15 | 0.40806
V_ang_deg | 9 | 16 | 0.077789
V_ang_deg | 9 | 17 | -0.10639
V_ang_deg | 9 | 18 | -0.3975
V_ang_deg | 9 | 19 | -0.67427
V_ang_deg | 9 | 20 | -0.85914
V_ang_deg | 9 | 21 | -0.85598
V_ang_deg | 9 | 22 | -0.87391
V_ang_deg | 9 | 23 | -0.85177
V_ang_deg | 9 | 24 | -0.769
V_ang_deg | 10 | 1 | -0.53748
V_ang_deg | 10 | 2 | -0.5391
V_ang_deg | 10 | 3 | -0.51172
V_ang_deg | 10 | 4 | -0.55243
V_ang_deg | 10 | 5 | -0.49534
V_ang_deg | 10 | 6 | -0.46182
V_ang_deg | 10 | 7 | -0.48228
V_ang_deg | 10 | 8 | -0.48371
V_ang_deg | 10 | 9 | -0.42412
V_ang_deg | 10 | 10 | -0.34245
V_ang_deg | 10 | 11 | -0.2141
V_ang_deg | 10 | 12 | -0.086844
V_ang_deg | 10 | 13 | -8.4885e-05
V_ang_deg | 10 | 14 | -0.075534
V_ang_deg | 10 | 15 | -0.13161
V_ang_deg | 10 | 16 | -0.25979
V_ang_deg | 10 | 17 | -0.33802
V_ang_deg | 10 | 18 | -0.46566
V_ang_deg | 10 | 19 | -0.58026
V_ang_deg | 10 | 20 | -0.65518
V_ang_deg | 10 | 21 | -0.65279
V_ang_deg | 10 | 22 | -0.66633
V_ang_deg | 10 | 23 | -0.64961
V_ang_deg | 10 | 24 | -0.58705
V_ang_deg | 11 | 1 | -0.53749
V_ang_deg | 11 | 2 | -0.53911
V_ang_deg | 11 | 3 | -0.51173
V_ang_deg | 11 | 4 | -0.55244
V_ang_deg | 11 | 5 | -0.49535
V_ang_deg | 11 | 6 | -0.46183
V_ang_deg | 11 | 7 | -0.48229
V_ang_deg | 11 | 8 | -0.48372
V_ang_deg | 11 | 9 | -0.42413
V_ang_deg | 11 | 10 | -0.34246
V_ang_deg | 11 | 11 | -0.21411
V_ang_deg | 11 | 12 | -0.086856
V_ang_deg | 11 | 13 | -9.6641e-05
V_ang_deg | 11 | 14 | -0.075546
V_ang_deg | 11 | 15 | -0.13162
V_ang_deg | 11 | 16 | -0.2598
V_ang_deg | 11 | 17 | -0.33803
V_ang_deg | 11 | 18 | -0.46567
V_ang_deg | 11 | 19 | -0.58027
V_ang_deg | 11 | 20 | -0.65519
V_ang_deg | 11 | 21 | -0.6528
V_ang_deg | 11 | 22 | -0.66634
V_ang_deg | 11 | 23 | -0.64962
V_ang_deg | 11 | 24 | -0.58706
V_ang_deg | 12 | 1 | -0.53917
V_ang_deg | 12 | 2 | -0.54079
V_ang_deg | 12 | 3 | -0.51333
V_ang_deg | 12 | 4 | -0.55417
V_ang_deg | 12 | 5 | -0.49689
V_ang_deg | 12 | 6 | -0.46339
V_ang_deg | 12 | 7 | -0.48392
V_ang_deg | 12 | 8 | -0.48548
V_ang_deg | 12 | 9 | -0.42609
V_ang_deg | 12 | 10 | -0.34454
V_ang_deg | 12 | 11 | -0.21628
V_ang_deg | 12 | 12 | -0.088992
V_ang_deg | 12 | 13 | -0.0021976
V_ang_deg | 12 | 14 | -0.07764
V_ang_deg | 12 | 15 | -0.13376
V_ang_deg | 12 | 16 | -0.26186
V_ang_deg | 12 | 17 | -0.34008
V_ang_deg | 12 | 18 | -0.46776
V_ang_deg | 12 | 19 | -0.58234
V_ang_deg | 12 | 20 | -0.65725
V_ang_deg | 12 | 21 | -0.65486
V_ang_deg | 12 | 22 | -0.66844
V_ang_deg | 12 | 23 | -0.65167
V_ang_deg | 12 | 24 | -0.5889
V_ang_deg | 13 | 1 | -0.55065
V_ang_deg | 13 | 2 | -0.55231
V_ang_deg | 13 | 3 | -0.52424
V_ang_deg | 13 | 4 | -0.56598
V_ang_deg | 13 | 5 | -0.50744
V_ang_deg | 13 | 6 | -0.47406
V_ang_deg | 13 | 7 | -0.49505
V_ang_deg | 13 | 8 | -0.49754
V_ang_deg | 13 | 9 | -0.43947
V_ang_deg | 13 | 10 | -0.35878
V_ang_deg | 13 | 11 | -0.23112
V_ang_deg | 13 | 12 | -0.1036
V_ang_deg | 13 | 13 | -0.016561
V_ang_deg | 13 | 14 | -0.091952
V_ang_deg | 13 | 15 | -0.1484
V_ang_deg | 13 | 16 | -0.27591
V_ang_deg | 13 | 17 | -0.35415
V_ang_deg | 13 | 18 | -0.48204
V_ang_deg | 13 | 19 | -0.5965
V_ang_deg | 13 | 20 | -0.67135
V_ang_deg | 13 | 21 | -0.6689
V_ang_deg | 13 | 22 | -0.68278
V_ang_deg | 13 | 23 | -0.66564
V_ang_deg | 13 | 24 | -0.60148
V_ang_deg | 14 | 1 | -0.5631
V_ang_deg | 14 | 2 | -0.5648
V_ang_deg | 14 | 3 | -0.53607
V_ang_deg | 14 | 4 | -0.57879
V_ang_deg | 14 | 5 | -0.51889
V_ang_deg | 14 | 6 | -0.48562
V_ang_deg | 14 | 7 | -0.50711
V_ang_deg | 14 | 8 | -0.51061
V_ang_deg | 14 | 9 | -0.45399
V_ang_deg | 14 | 10 | -0.37424
V_ang_deg | 14 | 11 | -0.24724
V_ang_deg | 14 | 12 | -0.11945
V_ang_deg | 14 | 13 | -0.032153
V_ang_deg | 14 | 14 | -0.10749
V_ang_deg | 14 | 15 | -0.16429
V_ang_deg | 14 | 16 | -0.29115
V_ang_deg | 14 | 17 | -0.36942
V_ang_deg | 14 | 18 | -0.49754
V_ang_deg | 14 | 19 | -0.61187
V_ang_deg | 14 | 20 | -0.68665
V_ang_deg | 14 | 21 | -0.68414
V_ang_deg | 14 | 22 | -0.69836
V_ang_deg | 14 | 23 | -0.6808
V_ang_deg | 14 | 24 | -0.61512
V_ang_deg | 15 | 1 | -0.88988
V_ang_deg | 15 | 2 | -0.8926
V_ang_deg | 15 | 3 | -0.84647
V_ang_deg | 15 | 4 | -0.9151
V_ang_deg | 15 | 5 | -0.81891
V_ang_deg | 15 | 6 | -0.69303
V_ang_deg | 15 | 7 | -0.72752
V_ang_deg | 15 | 8 | -0.66093
V_ang_deg | 15 | 9 | -0.35467
V_ang_deg | 15 | 10 | -0.015855
V_ang_deg | 15 | 11 | 0.46343
V_ang_deg | 15 | 12 | 0.8641
V_ang_deg | 15 | 13 | 1.1316
V_ang_deg | 15 | 14 | 0.882
V_ang_deg | 15 | 15 | 0.73047
V_ang_deg | 15 | 16 | 0.2557
V_ang_deg | 15 | 17 | -0.0067772
V_ang_deg | 15 | 18 | -0.4211
V_ang_deg | 15 | 19 | -0.82023
V_ang_deg | 15 | 20 | -1.0892
V_ang_deg | 15 | 21 | -1.0851
V_ang_deg | 15 | 22 | -1.1082
V_ang_deg | 15 | 23 | -1.0797
V_ang_deg | 15 | 24 | -0.97361
V_ang_deg | 16 | 1 | -0.91923
V_ang_deg | 16 | 2 | -0.92205
V_ang_deg | 16 | 3 | -0.87434
V_ang_deg | 16 | 4 | -0.94532
V_ang_deg | 16 | 5 | -0.84584
V_ang_deg | 16 | 6 | -0.70941
V_ang_deg | 16 | 7 | -0.74506
V_ang_deg | 16 | 8 | -0.66996
V_ang_deg | 16 | 9 | -0.33482
V_ang_deg | 16 | 10 | 0.033314
V_ang_deg | 16 | 11 | 0.55161
V_ang_deg | 16 | 12 | 0.9816
V_ang_deg | 16 | 13 | 1.2682
V_ang_deg | 16 | 14 | 0.99991
V_ang_deg | 16 | 15 | 0.83843
V_ang_deg | 16 | 16 | 0.32544
V_ang_deg | 16 | 17 | 0.04274
V_ang_deg | 16 | 18 | -0.40319
V_ang_deg | 16 | 19 | -0.8344
V_ang_deg | 16 | 20 | -1.1255
V_ang_deg | 16 | 21 | -1.1213
V_ang_deg | 16 | 22 | -1.1451
V_ang_deg | 16 | 23 | -1.1157
V_ang_deg | 16 | 24 | -1.0059
V_ang_deg | 17 | 1 | -1.0618
V_ang_deg | 17 | 2 | -1.065
V_ang_deg | 17 | 3 | -1.0095
V_ang_deg | 17 | 4 | -1.0921
V_ang_deg | 17 | 5 | -0.97639
V_ang_deg | 17 | 6 | -0.80396
V_ang_deg | 17 | 7 | -0.84537
V_ang_deg | 17 | 8 | -0.74439
V_ang_deg | 17 | 9 | -0.31498
V_ang_deg | 17 | 10 | 0.15008
V_ang_deg | 17 | 11 | 0.79809
V_ang_deg | 17 | 12 | 1.327
V_ang_deg | 17 | 13 | 1.6779
V_ang_deg | 17 | 14 | 1.3476
V_ang_deg | 17 | 15 | 1.1519
V_ang_deg | 17 | 16 | 0.51253
V_ang_deg | 17 | 17 | 0.1613
V_ang_deg | 17 | 18 | -0.39328
V_ang_deg | 17 | 19 | -0.93463
V_ang_deg | 17 | 20 | -1.3023
V_ang_deg | 17 | 21 | -1.2974
V_ang_deg | 17 | 22 | -1.3252
V_ang_deg | 17 | 23 | -1.2908
V_ang_deg | 17 | 24 | -1.1627
V_ang_deg | 18 | 1 | -1.0848
V_ang_deg | 18 | 2 | -1.0882
V_ang_deg | 18 | 3 | -1.0314
V_ang_deg | 18 | 4 | -1.1159
V_ang_deg | 18 | 5 | -0.99749
V_ang_deg | 18 | 6 | -0.81356
V_ang_deg | 18 | 7 | -0.85588
V_ang_deg | 18 | 8 | -0.74501
V_ang_deg | 18 | 9 | -0.28367
V_ang_deg | 18 | 10 | 0.21308
V_ang_deg | 18 | 11 | 0.90224
V_ang_deg | 18 | 12 | 1.461
V_ang_deg | 18 | 13 | 1.8312
V_ang_deg | 18 | 14 | 1.4819
V_ang_deg | 18 | 15 | 1.2762
V_ang_deg | 18 | 16 | 0.59689
V_ang_deg | 18 | 17 | 0.22453
V_ang_deg | 18 | 18 | -0.36333
V_ang_deg | 18 | 19 | -0.9392
V_ang_deg | 18 | 20 | -1.3309
V_ang_deg | 18 | 21 | -1.3259
V_ang_deg | 18 | 22 | -1.3544
V_ang_deg | 18 | 23 | -1.3192
V_ang_deg | 18 | 24 | -1.188
V_ang_deg | 19 | 1 | -0.021858
V_ang_deg | 19 | 2 | -0.021919
V_ang_deg | 19 | 3 | -0.020873
V_ang_deg | 19 | 4 | -0.022426
V_ang_deg | 19 | 5 | -0.020244
V_ang_deg | 19 | 6 | -0.016789
V_ang_deg | 19 | 7 | -0.017068
V_ang_deg | 19 | 8 | -0.013423
V_ang_deg | 19 | 9 | -0.0015365
V_ang_deg | 19 | 10 | 0.012285
V_ang_deg | 19 | 11 | 0.027615
V_ang_deg | 19 | 12 | 0.041329
V_ang_deg | 19 | 13 | 0.04922
V_ang_deg | 19 | 14 | 0.040235
V_ang_deg | 19 | 15 | 0.032192
V_ang_deg | 19 | 16 | 0.017321
V_ang_deg | 19 | 17 | 0.0093726
V_ang_deg | 19 | 18 | -0.004664
V_ang_deg | 19 | 19 | -0.019115
V_ang_deg | 19 | 20 | -0.02627
V_ang_deg | 19 | 21 | -0.026182
V_ang_deg | 19 | 22 | -0.026681
V_ang_deg | 19 | 23 | -0.026065
V_ang_deg | 19 | 24 | -0.023733
V_ang_deg | 20 | 1 | -0.27707
V_ang_deg | 20 | 2 | -0.27789
V_ang_deg | 20 | 3 | -0.26403
V_ang_deg | 20 | 4 | -0.28463
V_ang_deg | 20 | 5 | -0.25572
V_ang_deg | 20 | 6 | -0.22924
V_ang_deg | 20 | 7 | -0.23935
V_ang_deg | 20 | 8 | -0.22978
V_ang_deg | 20 | 9 | -0.16942
V_ang_deg | 20 | 10 | -0.097288
V_ang_deg | 20 | 11 | 0.0068264
V_ang_deg | 20 | 12 | 0.10115
V_ang_deg | 20 | 13 | 0.16438
V_ang_deg | 20 | 14 | 0.1061
V_ang_deg | 20 | 15 | 0.06626
V_ang_deg | 20 | 16 | -0.037604
V_ang_deg | 20 | 17 | -0.096619
V_ang_deg | 20 | 18 | -0.19114
V_ang_deg | 20 | 19 | -0.27948
V_ang_deg | 20 | 20 | -0.33634
V_ang_deg | 20 | 21 | -0.33514
V_ang_deg | 20 | 22 | -0.34192
V_ang_deg | 20 | 23 | -0.33354
V_ang_deg | 20 | 24 | -0.30209
V_ang_deg | 21 | 1 | -0.38556
V_ang_deg | 21 | 2 | -0.38671
V_ang_deg | 21 | 3 | -0.36724
V_ang_deg | 21 | 4 | -0.39618
V_ang_deg | 21 | 5 | -0.35559
V_ang_deg | 21 | 6 | -0.32056
V_ang_deg | 21 | 7 | -0.33495
V_ang_deg | 21 | 8 | -0.32428
V_ang_deg | 21 | 9 | -0.24731
V_ang_deg | 21 | 10 | -0.15443
V_ang_deg | 21 | 11 | -0.018173
V_ang_deg | 21 | 12 | 0.10595
V_ang_deg | 21 | 13 | 0.18957
V_ang_deg | 21 | 14 | 0.11344
V_ang_deg | 21 | 15 | 0.061626
V_ang_deg | 21 | 16 | -0.074252
V_ang_deg | 21 | 17 | -0.15222
V_ang_deg | 21 | 18 | -0.27712
V_ang_deg | 21 | 19 | -0.39326
V_ang_deg | 21 | 20 | -0.46902
V_ang_deg | 21 | 21 | -0.46733
V_ang_deg | 21 | 22 | -0.47691
V_ang_deg | 21 | 23 | -0.46508
V_ang_deg | 21 | 24 | -0.42075
V_ang_deg | 22 | 1 | -0.45449
V_ang_deg | 22 | 2 | -0.45584
V_ang_deg | 22 | 3 | -0.4328
V_ang_deg | 22 | 4 | -0.46706
V_ang_deg | 22 | 5 | -0.41901
V_ang_deg | 22 | 6 | -0.38466
V_ang_deg | 22 | 7 | -0.4018
V_ang_deg | 22 | 8 | -0.3966
V_ang_deg | 22 | 9 | -0.32748
V_ang_deg | 22 | 10 | -0.23966
V_ang_deg | 22 | 11 | -0.10697
V_ang_deg | 22 | 12 | 0.018566
V_ang_deg | 22 | 13 | 0.1036
V_ang_deg | 22 | 14 | 0.027782
V_ang_deg | 22 | 15 | -0.025956
V_ang_deg | 22 | 16 | -0.15836
V_ang_deg | 22 | 17 | -0.23645
V_ang_deg | 22 | 18 | -0.36258
V_ang_deg | 22 | 19 | -0.47803
V_ang_deg | 22 | 20 | -0.55341
V_ang_deg | 22 | 21 | -0.55141
V_ang_deg | 22 | 22 | -0.56277
V_ang_deg | 22 | 23 | -0.54873
V_ang_deg | 22 | 24 | -0.49618
V_ang_deg | 23 | 1 | 0.10484
V_ang_deg | 23 | 2 | 0.10516
V_ang_deg | 23 | 3 | 0.099802
V_ang_deg | 23 | 4 | 0.10777
V_ang_deg | 23 | 5 | 0.096597
V_ang_deg | 23 | 6 | 0.098539
V_ang_deg | 23 | 7 | 0.10985
V_ang_deg | 23 | 8 | 0.14058
V_ang_deg | 23 | 9 | 0.1984
V_ang_deg | 23 | 10 | 0.26653
V_ang_deg | 23 | 11 | 0.2975
V_ang_deg | 23 | 12 | 0.32721
V_ang_deg | 23 | 13 | 0.3271
V_ang_deg | 23 | 14 | 0.30301
V_ang_deg | 23 | 15 | 0.25451
V_ang_deg | 23 | 16 | 0.23084
V_ang_deg | 23 | 17 | 0.22182
V_ang_deg | 23 | 18 | 0.18473
V_ang_deg | 23 | 19 | 0.13038
V_ang_deg | 23 | 20 | 0.12789
V_ang_deg | 23 | 21 | 0.12743
V_ang_deg | 23 | 22 | 0.13008
V_ang_deg | 23 | 23 | 0.1268
V_ang_deg | 23 | 24 | 0.11455
V_ang_deg | 24 | 1 | 0.13196
V_ang_deg | 24 | 2 | 0.13236
V_ang_deg | 24 | 3 | 0.12561
V_ang_deg | 24 | 4 | 0.13564
V_ang_deg | 24 | 5 | 0.12158
V_ang_deg | 24 | 6 | 0.12383
V_ang_deg | 24 | 7 | 0.14538
V_ang_deg | 24 | 8 | 0.20579
V_ang_deg | 24 | 9 | 0.32175
V_ang_deg | 24 | 10 | 0.4646
V_ang_deg | 24 | 11 | 0.52445
V_ang_deg | 24 | 12 | 0.58932
V_ang_deg | 24 | 13 | 0.5886
V_ang_deg | 24 | 14 | 0.53752
V_ang_deg | 24 | 15 | 0.42703
V_ang_deg | 24 | 16 | 0.38343
V_ang_deg | 24 | 17 | 0.36529
V_ang_deg | 24 | 18 | 0.28301
V_ang_deg | 24 | 19 | 0.16375
V_ang_deg | 24 | 20 | 0.16098
V_ang_deg | 24 | 21 | 0.16039
V_ang_deg | 24 | 22 | 0.16373
V_ang_deg | 24 | 23 | 0.15961
V_ang_deg | 24 | 24 | 0.14418
V_ang_deg | 25 | 1 | 0.19552
V_ang_deg | 25 | 2 | 0.19612
V_ang_deg | 25 | 3 | 0.18606
V_ang_deg | 25 | 4 | 0.20102
V_ang_deg | 25 | 5 | 0.18005
V_ang_deg | 25 | 6 | 0.18305
V_ang_deg | 25 | 7 | 0.21628
V_ang_deg | 25 | 8 | 0.30929
V_ang_deg | 25 | 9 | 0.48751
V_ang_deg | 25 | 10 | 0.70718
V_ang_deg | 25 | 11 | 0.79781
V_ang_deg | 25 | 12 | 0.89648
V_ang_deg | 25 | 13 | 0.89447
V_ang_deg | 25 | 14 | 0.81669
V_ang_deg | 25 | 15 | 0.64637
V_ang_deg | 25 | 16 | 0.58076
V_ang_deg | 25 | 17 | 0.5535
V_ang_deg | 25 | 18 | 0.4269
V_ang_deg | 25 | 19 | 0.2423
V_ang_deg | 25 | 20 | 0.23886
V_ang_deg | 25 | 21 | 0.23798
V_ang_deg | 25 | 22 | 0.24298
V_ang_deg | 25 | 23 | 0.23681
V_ang_deg | 25 | 24 | 0.21375
V_ang_deg | 26 | 1 | 0.024433
V_ang_deg | 26 | 2 | 0.024508
V_ang_deg | 26 | 3 | 0.023223
V_ang_deg | 26 | 4 | 0.025136
V_ang_deg | 26 | 5 | 0.022457
V_ang_deg | 26 | 6 | 0.023477
V_ang_deg | 26 | 7 | 0.027852
V_ang_deg | 26 | 8 | 0.040775
V_ang_deg | 26 | 9 | 0.066361
V_ang_deg | 26 | 10 | 0.097912
V_ang_deg | 26 | 11 | 0.11275
V_ang_deg | 26 | 12 | 0.12855
V_ang_deg | 26 | 13 | 0.12978
V_ang_deg | 26 | 14 | 0.11764
V_ang_deg | 26 | 15 | 0.093469
V_ang_deg | 26 | 16 | 0.082058
V_ang_deg | 26 | 17 | 0.077038
V_ang_deg | 26 | 18 | 0.058027
V_ang_deg | 26 | 19 | 0.031687
V_ang_deg | 26 | 20 | 0.030006
V_ang_deg | 26 | 21 | 0.029892
V_ang_deg | 26 | 22 | 0.030538
V_ang_deg | 26 | 23 | 0.02974
V_ang_deg | 26 | 24 | 0.02677
V_ang_deg | 27 | 1 | 0.023136
V_ang_deg | 27 | 2 | 0.023208
V_ang_deg | 27 | 3 | 0.021989
V_ang_deg | 27 | 4 | 0.023804
V_ang_deg | 27 | 5 | 0.021262
V_ang_deg | 27 | 6 | 0.022267
V_ang_deg | 27 | 7 | 0.026592
V_ang_deg | 27 | 8 | 0.039413
V_ang_deg | 27 | 9 | 0.064849
V_ang_deg | 27 | 10 | 0.096303
V_ang_deg | 27 | 11 | 0.11107
V_ang_deg | 27 | 12 | 0.12689
V_ang_deg | 27 | 13 | 0.12814
V_ang_deg | 27 | 14 | 0.11601
V_ang_deg | 27 | 15 | 0.091799
V_ang_deg | 27 | 16 | 0.080461
V_ang_deg | 27 | 17 | 0.075445
V_ang_deg | 27 | 18 | 0.056417
V_ang_deg | 27 | 19 | 0.030096
V_ang_deg | 27 | 20 | 0.028428
V_ang_deg | 27 | 21 | 0.02832
V_ang_deg | 27 | 22 | 0.028934
V_ang_deg | 27 | 23 | 0.028176
V_ang_deg | 27 | 24 | 0.025355
V_ang_deg | 28 | 1 | 0.013256
V_ang_deg | 28 | 2 | 0.013298
V_ang_deg | 28 | 3 | 0.01258
V_ang_deg | 28 | 4 | 0.013649
V_ang_deg | 28 | 5 | 0.012153
V_ang_deg | 28 | 6 | 0.013045
V_ang_deg | 28 | 7 | 0.016987
V_ang_deg | 28 | 8 | 0.02903
V_ang_deg | 28 | 9 | 0.053324
V_ang_deg | 28 | 10 | 0.084031
V_ang_deg | 28 | 11 | 0.098218
V_ang_deg | 28 | 12 | 0.11419
V_ang_deg | 28 | 13 | 0.1156
V_ang_deg | 28 | 14 | 0.10354
V_ang_deg | 28 | 15 | 0.079057
V_ang_deg | 28 | 16 | 0.068287
V_ang_deg | 28 | 17 | 0.063293
V_ang_deg | 28 | 18 | 0.044141
V_ang_deg | 28 | 19 | 0.017963
V_ang_deg | 28 | 20 | 0.016395
V_ang_deg | 28 | 21 | 0.01633
V_ang_deg | 28 | 22 | 0.016697
V_ang_deg | 28 | 23 | 0.016244
V_ang_deg | 28 | 24 | 0.014567
V_ang_deg | 29 | 1 | 0.23514
V_ang_deg | 29 | 2 | 0.23585
V_ang_deg | 29 | 3 | 0.22372
V_ang_deg | 29 | 4 | 0.24177
V_ang_deg | 29 | 5 | 0.21647
V_ang_deg | 29 | 6 | 0.21994
V_ang_deg | 29 | 7 | 0.26156
V_ang_deg | 29 | 8 | 0.37819
V_ang_deg | 29 | 9 | 0.60168
V_ang_deg | 29 | 10 | 0.87739
V_ang_deg | 29 | 11 | 0.99024
V_ang_deg | 29 | 12 | 1.1137
V_ang_deg | 29 | 13 | 1.1108
V_ang_deg | 29 | 14 | 1.0136
V_ang_deg | 29 | 15 | 0.79926
V_ang_deg | 29 | 16 | 0.71779
V_ang_deg | 29 | 17 | 0.68382
V_ang_deg | 29 | 18 | 0.5244
V_ang_deg | 29 | 19 | 0.29134
V_ang_deg | 29 | 20 | 0.28748
V_ang_deg | 29 | 21 | 0.28642
V_ang_deg | 29 | 22 | 0.29246
V_ang_deg | 29 | 23 | 0.285
V_ang_deg | 29 | 24 | 0.25715
V_ang_deg | 30 | 1 | 0.30894
V_ang_deg | 30 | 2 | 0.30989
V_ang_deg | 30 | 3 | 0.29386
V_ang_deg | 30 | 4 | 0.31771
V_ang_deg | 30 | 5 | 0.28428
V_ang_deg | 30 | 6 | 0.28863
V_ang_deg | 30 | 7 | 0.33627
V_ang_deg | 30 | 8 | 0.46808
V_ang_deg | 30 | 9 | 0.71851
V_ang_deg | 30 | 10 | 1.0235
V_ang_deg | 30 | 11 | 1.1495
V_ang_deg | 30 | 12 | 1.283
V_ang_deg | 30 | 13 | 1.2788
V_ang_deg | 30 | 14 | 1.1726
V_ang_deg | 30 | 15 | 0.94048
V_ang_deg | 30 | 16 | 0.84861
V_ang_deg | 30 | 17 | 0.81154
V_ang_deg | 30 | 18 | 0.63832
V_ang_deg | 30 | 19 | 0.38288
V_ang_deg | 30 | 20 | 0.37823
V_ang_deg | 30 | 21 | 0.37682
V_ang_deg | 30 | 22 | 0.38483
V_ang_deg | 30 | 23 | 0.37494
V_ang_deg | 30 | 24 | 0.33805
V_ang_deg | 31 | 1 | 0.28633
V_ang_deg | 31 | 2 | 0.28721
V_ang_deg | 31 | 3 | 0.27237
V_ang_deg | 31 | 4 | 0.29444
V_ang_deg | 31 | 5 | 0.26351
V_ang_deg | 31 | 6 | 0.26759
V_ang_deg | 31 | 7 | 0.31436
V_ang_deg | 31 | 8 | 0.44445
V_ang_deg | 31 | 9 | 0.69243
V_ang_deg | 31 | 10 | 0.99602
V_ang_deg | 31 | 11 | 1.1209
V_ang_deg | 31 | 12 | 1.2549
V_ang_deg | 31 | 13 | 1.2511
V_ang_deg | 31 | 14 | 1.1448
V_ang_deg | 31 | 15 | 0.91175
V_ang_deg | 31 | 16 | 0.82114
V_ang_deg | 31 | 17 | 0.78407
V_ang_deg | 31 | 18 | 0.61029
V_ang_deg | 31 | 19 | 0.35482
V_ang_deg | 31 | 20 | 0.35041
V_ang_deg | 31 | 21 | 0.34911
V_ang_deg | 31 | 22 | 0.35651
V_ang_deg | 31 | 23 | 0.34737
V_ang_deg | 31 | 24 | 0.31326
V_ang_deg | 32 | 1 | -1.1288
V_ang_deg | 32 | 2 | -1.1323
V_ang_deg | 32 | 3 | -1.0731
V_ang_deg | 32 | 4 | -1.1612
V_ang_deg | 32 | 5 | -1.0378
V_ang_deg | 32 | 6 | -0.85401
V_ang_deg | 32 | 7 | -0.89817
V_ang_deg | 32 | 8 | -0.79068
V_ang_deg | 32 | 9 | -0.3336
V_ang_deg | 32 | 10 | 0.16083
V_ang_deg | 32 | 11 | 0.84904
V_ang_deg | 32 | 12 | 1.4097
V_ang_deg | 32 | 13 | 1.7813
V_ang_deg | 32 | 14 | 1.4316
V_ang_deg | 32 | 15 | 1.2244
V_ang_deg | 32 | 16 | 0.54605
V_ang_deg | 32 | 17 | 0.17294
V_ang_deg | 32 | 18 | -0.41682
V_ang_deg | 32 | 19 | -0.99336
V_ang_deg | 32 | 20 | -1.3856
V_ang_deg | 32 | 21 | -1.3804
V_ang_deg | 32 | 22 | -1.4101
V_ang_deg | 32 | 23 | -1.3734
V_ang_deg | 32 | 24 | -1.2365
V_ang_deg | 33 | 1 | -1.1049
V_ang_deg | 33 | 2 | -1.1083
V_ang_deg | 33 | 3 | -1.0504
V_ang_deg | 33 | 4 | -1.1366
V_ang_deg | 33 | 5 | -1.0159
V_ang_deg | 33 | 6 | -0.83202
V_ang_deg | 33 | 7 | -0.87519
V_ang_deg | 33 | 8 | -0.76586
V_ang_deg | 33 | 9 | -0.30645
V_ang_deg | 33 | 10 | 0.18924
V_ang_deg | 33 | 11 | 0.87797
V_ang_deg | 33 | 12 | 1.4376
V_ang_deg | 33 | 13 | 1.8084
V_ang_deg | 33 | 14 | 1.459
V_ang_deg | 33 | 15 | 1.2526
V_ang_deg | 33 | 16 | 0.57369
V_ang_deg | 33 | 17 | 0.20099
V_ang_deg | 33 | 18 | -0.38773
V_ang_deg | 33 | 19 | -0.96391
V_ang_deg | 33 | 20 | -1.3559
V_ang_deg | 33 | 21 | -1.3507
V_ang_deg | 33 | 22 | -1.3798
V_ang_deg | 33 | 23 | -1.3439
V_ang_deg | 33 | 24 | -1.2102

## P_cost
Variable_name | Index: Gens | Index: Buses | Index: Times | Value
P_cost | 1 | 1 | 1 | 58.8802
P_cost | 1 | 1 | 2 | 59.0563
P_cost | 1 | 1 | 3 | 56.0689
P_cost | 1 | 1 | 4 | 60.5107
P_cost | 1 | 1 | 5 | 54.281
P_cost | 1 | 1 | 6 | 53.6924
P_cost | 1 | 1 | 7 | 55.1501
P_cost | 1 | 1 | 8 | 56.0543
P_cost | 1 | 1 | 9 | 54.1757
P_cost | 1 | 1 | 10 | 48.4445
P_cost | 1 | 1 | 11 | 44.6116
P_cost | 1 | 1 | 12 | 37.0781
P_cost | 1 | 1 | 13 | 33.8562
P_cost | 1 | 1 | 14 | 38.0962
P_cost | 1 | 1 | 15 | 46.4195
P_cost | 1 | 1 | 16 | 49.4591
P_cost | 1 | 1 | 17 | 52.5437
P_cost | 1 | 1 | 18 | 61.0226
P_cost | 1 | 1 | 19 | 69.7167
P_cost | 1 | 1 | 20 | 71.7081
P_cost | 1 | 1 | 21 | 71.4481
P_cost | 1 | 1 | 22 | 72.922
P_cost | 1 | 1 | 23 | 71.1017
P_cost | 1 | 1 | 24 | 64.2856
P_cost | 1 | 2 | 1 | 0
P_cost | 1 | 2 | 2 | 0
P_cost | 1 | 2 | 3 | 0
P_cost | 1 | 2 | 4 | 0
P_cost | 1 | 2 | 5 | 0
P_cost | 1 | 2 | 6 | 0
P_cost | 1 | 2 | 7 | 0
P_cost | 1 | 2 | 8 | 0
P_cost | 1 | 2 | 9 | 0
P_cost | 1 | 2 | 10 | 0
P_cost | 1 | 2 | 11 | 0
P_cost | 1 | 2 | 12 | 0
P_cost | 1 | 2 | 13 | 0
P_cost | 1 | 2 | 14 | 0
P_cost | 1 | 2 | 15 | 0
P_cost | 1 | 2 | 16 | 0
P_cost | 1 | 2 | 17 | 0
P_cost | 1 | 2 | 18 | 0
P_cost | 1 | 2 | 19 | 0
P_cost | 1 | 2 | 20 | 0
P_cost | 1 | 2 | 21 | 0
P_cost | 1 | 2 | 22 | 0
P_cost | 1 | 2 | 23 | 0
P_cost | 1 | 2 | 24 | 0
P_cost | 1 | 3 | 1 | 0
P_cost | 1 | 3 | 2 | 0
P_cost | 1 | 3 | 3 | 0
P_cost | 1 | 3 | 4 | 0
P_cost | 1 | 3 | 5 | 0
P_cost | 1 | 3 | 6 | 0
P_cost | 1 | 3 | 7 | 0
P_cost | 1 | 3 | 8 | 0
P_cost | 1 | 3 | 9 | 0
P_cost | 1 | 3 | 10 | 0
P_cost | 1 | 3 | 11 | 0
P_cost | 1 | 3 | 12 | 0
P_cost | 1 | 3 | 13 | 0
P_cost | 1 | 3 | 14 | 0
P_cost | 1 | 3 | 15 | 0
P_cost | 1 | 3 | 16 | 0
P_cost | 1 | 3 | 17 | 0
P_cost | 1 | 3 | 18 | 0
P_cost | 1 | 3 | 19 | 0
P_cost | 1 | 3 | 20 | 0
P_cost | 1 | 3 | 21 | 0
P_cost | 1 | 3 | 22 | 0
P_cost | 1 | 3 | 23 | 0
P_cost | 1 | 3 | 24 | 0
P_cost | 1 | 4 | 1 | 0
P_cost | 1 | 4 | 2 | 0
P_cost | 1 | 4 | 3 | 0
P_cost | 1 | 4 | 4 | 0
P_cost | 1 | 4 | 5 | 0
P_cost | 1 | 4 | 6 | 0
P_cost | 1 | 4 | 7 | 0
P_cost | 1 | 4 | 8 | 0
P_cost | 1 | 4 | 9 | 0
P_cost | 1 | 4 | 10 | 0
P_cost | 1 | 4 | 11 | 0
P_cost | 1 | 4 | 12 | 0
P_cost | 1 | 4 | 13 | 0
P_cost | 1 | 4 | 14 | 0
P_cost | 1 | 4 | 15 | 0
P_cost | 1 | 4 | 16 | 0
P_cost | 1 | 4 | 17 | 0
P_cost | 1 | 4 | 18 | 0
P_cost | 1 | 4 | 19 | 0
P_cost | 1 | 4 | 20 | 0
P_cost | 1 | 4 | 21 | 0
P_cost | 1 | 4 | 22 | 0
P_cost | 1 | 4 | 23 | 0
P_cost | 1 | 4 | 24 | 0
P_cost | 1 | 5 | 1 | 0
P_cost | 1 | 5 | 2 | 0
P_cost | 1 | 5 | 3 | 0
P_cost | 1 | 5 | 4 | 0
P_cost | 1 | 5 | 5 | 0
P_cost | 1 | 5 | 6 | 0
P_cost | 1 | 5 | 7 | 0
P_cost | 1 | 5 | 8 | 0
P_cost | 1 | 5 | 9 | 0
P_cost | 1 | 5 | 10 | 0
P_cost | 1 | 5 | 11 | 0
P_cost | 1 | 5 | 12 | 0
P_cost | 1 | 5 | 13 | 0
P_cost | 1 | 5 | 14 | 0
P_cost | 1 | 5 | 15 | 0
P_cost | 1 | 5 | 16 | 0
P_cost | 1 | 5 | 17 | 0
P_cost | 1 | 5 | 18 | 0
P_cost | 1 | 5 | 19 | 0
P_cost | 1 | 5 | 20 | 0
P_cost | 1 | 5 | 21 | 0
P_cost | 1 | 5 | 22 | 0
P_cost | 1 | 5 | 23 | 0
P_cost | 1 | 5 | 24 | 0
P_cost | 1 | 6 | 1 | 0
P_cost | 1 | 6 | 2 | 0
P_cost | 1 | 6 | 3 | 0
P_cost | 1 | 6 | 4 | 0
P_cost | 1 | 6 | 5 | 0
P_cost | 1 | 6 | 6 | 0
P_cost | 1 | 6 | 7 | 0
P_cost | 1 | 6 | 8 | 0
P_cost | 1 | 6 | 9 | 0
P_cost | 1 | 6 | 10 | 0
P_cost | 1 | 6 | 11 | 0
P_cost | 1 | 6 | 12 | 0
P_cost | 1 | 6 | 13 | 0
P_cost | 1 | 6 | 14 | 0
P_cost | 1 | 6 | 15 | 0
P_cost | 1 | 6 | 16 | 0
P_cost | 1 | 6 | 17 | 0
P_cost | 1 | 6 | 18 | 0
P_cost | 1 | 6 | 19 | 0
P_cost | 1 | 6 | 20 | 0
P_cost | 1 | 6 | 21 | 0
P_cost | 1 | 6 | 22 | 0
P_cost | 1 | 6 | 23 | 0
P_cost | 1 | 6 | 24 | 0
P_cost | 1 | 7 | 1 | 0
P_cost | 1 | 7 | 2 | 0
P_cost | 1 | 7 | 3 | 0
P_cost | 1 | 7 | 4 | 0
P_cost | 1 | 7 | 5 | 0
P_cost | 1 | 7 | 6 | 0
P_cost | 1 | 7 | 7 | 0
P_cost | 1 | 7 | 8 | 0
P_cost | 1 | 7 | 9 | 0
P_cost | 1 | 7 | 10 | 0
P_cost | 1 | 7 | 11 | 0
P_cost | 1 | 7 | 12 | 0
P_cost | 1 | 7 | 13 | 0
P_cost | 1 | 7 | 14 | 0
P_cost | 1 | 7 | 15 | 0
P_cost | 1 | 7 | 16 | 0
P_cost | 1 | 7 | 17 | 0
P_cost | 1 | 7 | 18 | 0
P_cost | 1 | 7 | 19 | 0
P_cost | 1 | 7 | 20 | 0
P_cost | 1 | 7 | 21 | 0
P_cost | 1 | 7 | 22 | 0
P_cost | 1 | 7 | 23 | 0
P_cost | 1 | 7 | 24 | 0
P_cost | 1 | 8 | 1 | 0
P_cost | 1 | 8 | 2 | 0
P_cost | 1 | 8 | 3 | 0
P_cost | 1 | 8 | 4 | 0
P_cost | 1 | 8 | 5 | 0
P_cost | 1 | 8 | 6 | 0
P_cost | 1 | 8 | 7 | 0
P_cost | 1 | 8 | 8 | 0
P_cost | 1 | 8 | 9 | 0
P_cost | 1 | 8 | 10 | 0
P_cost | 1 | 8 | 11 | 0
P_cost | 1 | 8 | 12 | 0
P_cost | 1 | 8 | 13 | 0
P_cost | 1 | 8 | 14 | 0
P_cost | 1 | 8 | 15 | 0
P_cost | 1 | 8 | 16 | 0
P_cost | 1 | 8 | 17 | 0
P_cost | 1 | 8 | 18 | 0
P_cost | 1 | 8 | 19 | 0
P_cost | 1 | 8 | 20 | 0
P_cost | 1 | 8 | 21 | 0
P_cost | 1 | 8 | 22 | 0
P_cost | 1 | 8 | 23 | 0
P_cost | 1 | 8 | 24 | 0
P_cost | 1 | 9 | 1 | 0
P_cost | 1 | 9 | 2 | 0
P_cost | 1 | 9 | 3 | 0
P_cost | 1 | 9 | 4 | 0
P_cost | 1 | 9 | 5 | 0
P_cost | 1 | 9 | 6 | 0
P_cost | 1 | 9 | 7 | 0
P_cost | 1 | 9 | 8 | 0
P_cost | 1 | 9 | 9 | 0
P_cost | 1 | 9 | 10 | 0
P_cost | 1 | 9 | 11 | 0
P_cost | 1 | 9 | 12 | 0
P_cost | 1 | 9 | 13 | 0
P_cost | 1 | 9 | 14 | 0
P_cost | 1 | 9 | 15 | 0
P_cost | 1 | 9 | 16 | 0
P_cost | 1 | 9 | 17 | 0
P_cost | 1 | 9 | 18 | 0
P_cost | 1 | 9 | 19 | 0
P_cost | 1 | 9 | 20 | 0
P_cost | 1 | 9 | 21 | 0
P_cost | 1 | 9 | 22 | 0
P_cost | 1 | 9 | 23 | 0
P_cost | 1 | 9 | 24 | 0
P_cost | 1 | 10 | 1 | 0
P_cost | 1 | 10 | 2 | 0
P_cost | 1 | 10 | 3 | 0
P_cost | 1 | 10 | 4 | 0
P_cost | 1 | 10 | 5 | 0
P_cost | 1 | 10 | 6 | 0
P_cost | 1 | 10 | 7 | 0
P_cost | 1 | 10 | 8 | 0
P_cost | 1 | 10 | 9 | 0
P_cost | 1 | 10 | 10 | 0
P_cost | 1 | 10 | 11 | 0
P_cost | 1 | 10 | 12 | 0
P_cost | 1 | 10 | 13 | 0
P_cost | 1 | 10 | 14 | 0
P_cost | 1 | 10 | 15 | 0
P_cost | 1 | 10 | 16 | 0
P_cost | 1 | 10 | 17 | 0
P_cost | 1 | 10 | 18 | 0
P_cost | 1 | 10 | 19 | 0
P_cost | 1 | 10 | 20 | 0
P_cost | 1 | 10 | 21 | 0
P_cost | 1 | 10 | 22 | 0
P_cost | 1 | 10 | 23 | 0
P_cost | 1 | 10 | 24 | 0
P_cost | 1 | 11 | 1 | 0
P_cost | 1 | 11 | 2 | 0
P_cost | 1 | 11 | 3 | 0
P_cost | 1 | 11 | 4 | 0
P_cost | 1 | 11 | 5 | 0
P_cost | 1 | 11 | 6 | 0
P_cost | 1 | 11 | 7 | 0
P_cost | 1 | 11 | 8 | 0
P_cost | 1 | 11 | 9 | 0
P_cost | 1 | 11 | 10 | 0
P_cost | 1 | 11 | 11 | 0
P_cost | 1 | 11 | 12 | 0
P_cost | 1 | 11 | 13 | 0
P_cost | 1 | 11 | 14 | 0
P_cost | 1 | 11 | 15 | 0
P_cost | 1 | 11 | 16 | 0
P_cost | 1 | 11 | 17 | 0
P_cost | 1 | 11 | 18 | 0
P_cost | 1 | 11 | 19 | 0
P_cost | 1 | 11 | 20 | 0
P_cost | 1 | 11 | 21 | 0
P_cost | 1 | 11 | 22 | 0
P_cost | 1 | 11 | 23 | 0
P_cost | 1 | 11 | 24 | 0
P_cost | 1 | 12 | 1 | 0
P_cost | 1 | 12 | 2 | 0
P_cost | 1 | 12 | 3 | 0
P_cost | 1 | 12 | 4 | 0
P_cost | 1 | 12 | 5 | 0
P_cost | 1 | 12 | 6 | 0
P_cost | 1 | 12 | 7 | 0
P_cost | 1 | 12 | 8 | 0
P_cost | 1 | 12 | 9 | 0
P_cost | 1 | 12 | 10 | 0
P_cost | 1 | 12 | 11 | 0
P_cost | 1 | 12 | 12 | 0
P_cost | 1 | 12 | 13 | 0
P_cost | 1 | 12 | 14 | 0
P_cost | 1 | 12 | 15 | 0
P_cost | 1 | 12 | 16 | 0
P_cost | 1 | 12 | 17 | 0
P_cost | 1 | 12 | 18 | 0
P_cost | 1 | 12 | 19 | 0
P_cost | 1 | 12 | 20 | 0
P_cost | 1 | 12 | 21 | 0
P_cost | 1 | 12 | 22 | 0
P_cost | 1 | 12 | 23 | 0
P_cost | 1 | 12 | 24 | 0
P_cost | 1 | 13 | 1 | 0
P_cost | 1 | 13 | 2 | 0
P_cost | 1 | 13 | 3 | 0
P_cost | 1 | 13 | 4 | 0
P_cost | 1 | 13 | 5 | 0
P_cost | 1 | 13 | 6 | 0
P_cost | 1 | 13 | 7 | 0
P_cost | 1 | 13 | 8 | 0
P_cost | 1 | 13 | 9 | 0
P_cost | 1 | 13 | 10 | 0
P_cost | 1 | 13 | 11 | 0
P_cost | 1 | 13 | 12 | 0
P_cost | 1 | 13 | 13 | 0
P_cost | 1 | 13 | 14 | 0
P_cost | 1 | 13 | 15 | 0
P_cost | 1 | 13 | 16 | 0
P_cost | 1 | 13 | 17 | 0
P_cost | 1 | 13 | 18 | 0
P_cost | 1 | 13 | 19 | 0
P_cost | 1 | 13 | 20 | 0
P_cost | 1 | 13 | 21 | 0
P_cost | 1 | 13 | 22 | 0
P_cost | 1 | 13 | 23 | 0
P_cost | 1 | 13 | 24 | 0
P_cost | 1 | 14 | 1 | 0
P_cost | 1 | 14 | 2 | 0
P_cost | 1 | 14 | 3 | 0
P_cost | 1 | 14 | 4 | 0
P_cost | 1 | 14 | 5 | 0
P_cost | 1 | 14 | 6 | 0
P_cost | 1 | 14 | 7 | 0
P_cost | 1 | 14 | 8 | 0
P_cost | 1 | 14 | 9 | 0
P_cost | 1 | 14 | 10 | 0
P_cost | 1 | 14 | 11 | 0
P_cost | 1 | 14 | 12 | 0
P_cost | 1 | 14 | 13 | 0
P_cost | 1 | 14 | 14 | 0
P_cost | 1 | 14 | 15 | 0
P_cost | 1 | 14 | 16 | 0
P_cost | 1 | 14 | 17 | 0
P_cost | 1 | 14 | 18 | 0
P_cost | 1 | 14 | 19 | 0
P_cost | 1 | 14 | 20 | 0
P_cost | 1 | 14 | 21 | 0
P_cost | 1 | 14 | 22 | 0
P_cost | 1 | 14 | 23 | 0
P_cost | 1 | 14 | 24 | 0
P_cost | 1 | 15 | 1 | 0
P_cost | 1 | 15 | 2 | 0
P_cost | 1 | 15 | 3 | 0
P_cost | 1 | 15 | 4 | 0
P_cost | 1 | 15 | 5 | 0
P_cost | 1 | 15 | 6 | 0
P_cost | 1 | 15 | 7 | 0
P_cost | 1 | 15 | 8 | 0
P_cost | 1 | 15 | 9 | 0
P_cost | 1 | 15 | 10 | 0
P_cost | 1 | 15 | 11 | 0
P_cost | 1 | 15 | 12 | 0
P_cost | 1 | 15 | 13 | 0
P_cost | 1 | 15 | 14 | 0
P_cost | 1 | 15 | 15 | 0
P_cost | 1 | 15 | 16 | 0
P_cost | 1 | 15 | 17 | 0
P_cost | 1 | 15 | 18 | 0
P_cost | 1 | 15 | 19 | 0
P_cost | 1 | 15 | 20 | 0
P_cost | 1 | 15 | 21 | 0
P_cost | 1 | 15 | 22 | 0
P_cost | 1 | 15 | 23 | 0
P_cost | 1 | 15 | 24 | 0
P_cost | 1 | 16 | 1 | 0
P_cost | 1 | 16 | 2 | 0
P_cost | 1 | 16 | 3 | 0
P_cost | 1 | 16 | 4 | 0
P_cost | 1 | 16 | 5 | 0
P_cost | 1 | 16 | 6 | 0
P_cost | 1 | 16 | 7 | 0
P_cost | 1 | 16 | 8 | 0
P_cost | 1 | 16 | 9 | 0
P_cost | 1 | 16 | 10 | 0
P_cost | 1 | 16 | 11 | 0
P_cost | 1 | 16 | 12 | 0
P_cost | 1 | 16 | 13 | 0
P_cost | 1 | 16 | 14 | 0
P_cost | 1 | 16 | 15 | 0
P_cost | 1 | 16 | 16 | 0
P_cost | 1 | 16 | 17 | 0
P_cost | 1 | 16 | 18 | 0
P_cost | 1 | 16 | 19 | 0
P_cost | 1 | 16 | 20 | 0
P_cost | 1 | 16 | 21 | 0
P_cost | 1 | 16 | 22 | 0
P_cost | 1 | 16 | 23 | 0
P_cost | 1 | 16 | 24 | 0
P_cost | 1 | 17 | 1 | 0
P_cost | 1 | 17 | 2 | 0
P_cost | 1 | 17 | 3 | 0
P_cost | 1 | 17 | 4 | 0
P_cost | 1 | 17 | 5 | 0
P_cost | 1 | 17 | 6 | 0
P_cost | 1 | 17 | 7 | 0
P_cost | 1 | 17 | 8 | 0
P_cost | 1 | 17 | 9 | 0
P_cost | 1 | 17 | 10 | 0
P_cost | 1 | 17 | 11 | 0
P_cost | 1 | 17 | 12 | 0
P_cost | 1 | 17 | 13 | 0
P_cost | 1 | 17 | 14 | 0
P_cost | 1 | 17 | 15 | 0
P_cost | 1 | 17 | 16 | 0
P_cost | 1 | 17 | 17 | 0
P_cost | 1 | 17 | 18 | 0
P_cost | 1 | 17 | 19 | 0
P_cost | 1 | 17 | 20 | 0
P_cost | 1 | 17 | 21 | 0
P_cost | 1 | 17 | 22 | 0
P_cost | 1 | 17 | 23 | 0
P_cost | 1 | 17 | 24 | 0
P_cost | 1 | 18 | 1 | 0
P_cost | 1 | 18 | 2 | 0
P_cost | 1 | 18 | 3 | 0
P_cost | 1 | 18 | 4 | 0
P_cost | 1 | 18 | 5 | 0
P_cost | 1 | 18 | 6 | 0
P_cost | 1 | 18 | 7 | 0
P_cost | 1 | 18 | 8 | 0
P_cost | 1 | 18 | 9 | 0
P_cost | 1 | 18 | 10 | 0
P_cost | 1 | 18 | 11 | 0
P_cost | 1 | 18 | 12 | 0
P_cost | 1 | 18 | 13 | 0
P_cost | 1 | 18 | 14 | 0
P_cost | 1 | 18 | 15 | 0
P_cost | 1 | 18 | 16 | 0
P_cost | 1 | 18 | 17 | 0
P_cost | 1 | 18 | 18 | 0
P_cost | 1 | 18 | 19 | 0
P_cost | 1 | 18 | 20 | 0
P_cost | 1 | 18 | 21 | 0
P_cost | 1 | 18 | 22 | 0
P_cost | 1 | 18 | 23 | 0
P_cost | 1 | 18 | 24 | 0
P_cost | 1 | 19 | 1 | 0
P_cost | 1 | 19 | 2 | 0
P_cost | 1 | 19 | 3 | 0
P_cost | 1 | 19 | 4 | 0
P_cost | 1 | 19 | 5 | 0
P_cost | 1 | 19 | 6 | 0
P_cost | 1 | 19 | 7 | 0
P_cost | 1 | 19 | 8 | 0
P_cost | 1 | 19 | 9 | 0
P_cost | 1 | 19 | 10 | 0
P_cost | 1 | 19 | 11 | 0
P_cost | 1 | 19 | 12 | 0
P_cost | 1 | 19 | 13 | 0
P_cost | 1 | 19 | 14 | 0
P_cost | 1 | 19 | 15 | 0
P_cost | 1 | 19 | 16 | 0
P_cost | 1 | 19 | 17 | 0
P_cost | 1 | 19 | 18 | 0
P_cost | 1 | 19 | 19 | 0
P_cost | 1 | 19 | 20 | 0
P_cost | 1 | 19 | 21 | 0
P_cost | 1 | 19 | 22 | 0
P_cost | 1 | 19 | 23 | 0
P_cost | 1 | 19 | 24 | 0
P_cost | 1 | 20 | 1 | 0
P_cost | 1 | 20 | 2 | 0
P_cost | 1 | 20 | 3 | 0
P_cost | 1 | 20 | 4 | 0
P_cost | 1 | 20 | 5 | 0
P_cost | 1 | 20 | 6 | 0
P_cost | 1 | 20 | 7 | 0
P_cost | 1 | 20 | 8 | 0
P_cost | 1 | 20 | 9 | 0
P_cost | 1 | 20 | 10 | 0
P_cost | 1 | 20 | 11 | 0
P_cost | 1 | 20 | 12 | 0
P_cost | 1 | 20 | 13 | 0
P_cost | 1 | 20 | 14 | 0
P_cost | 1 | 20 | 15 | 0
P_cost | 1 | 20 | 16 | 0
P_cost | 1 | 20 | 17 | 0
P_cost | 1 | 20 | 18 | 0
P_cost | 1 | 20 | 19 | 0
P_cost | 1 | 20 | 20 | 0
P_cost | 1 | 20 | 21 | 0
P_cost | 1 | 20 | 22 | 0
P_cost | 1 | 20 | 23 | 0
P_cost | 1 | 20 | 24 | 0
P_cost | 1 | 21 | 1 | 0
P_cost | 1 | 21 | 2 | 0
P_cost | 1 | 21 | 3 | 0
P_cost | 1 | 21 | 4 | 0
P_cost | 1 | 21 | 5 | 0
P_cost | 1 | 21 | 6 | 0
P_cost | 1 | 21 | 7 | 0
P_cost | 1 | 21 | 8 | 0
P_cost | 1 | 21 | 9 | 0
P_cost | 1 | 21 | 10 | 0
P_cost | 1 | 21 | 11 | 0
P_cost | 1 | 21 | 12 | 0
P_cost | 1 | 21 | 13 | 0
P_cost | 1 | 21 | 14 | 0
P_cost | 1 | 21 | 15 | 0
P_cost | 1 | 21 | 16 | 0
P_cost | 1 | 21 | 17 | 0
P_cost | 1 | 21 | 18 | 0
P_cost | 1 | 21 | 19 | 0
P_cost | 1 | 21 | 20 | 0
P_cost | 1 | 21 | 21 | 0
P_cost | 1 | 21 | 22 | 0
P_cost | 1 | 21 | 23 | 0
P_cost | 1 | 21 | 24 | 0
P_cost | 1 | 22 | 1 | 0
P_cost | 1 | 22 | 2 | 0
P_cost | 1 | 22 | 3 | 0
P_cost | 1 | 22 | 4 | 0
P_cost | 1 | 22 | 5 | 0
P_cost | 1 | 22 | 6 | 0
P_cost | 1 | 22 | 7 | 0
P_cost | 1 | 22 | 8 | 0
P_cost | 1 | 22 | 9 | 0
P_cost | 1 | 22 | 10 | 0
P_cost | 1 | 22 | 11 | 0
P_cost | 1 | 22 | 12 | 0
P_cost | 1 | 22 | 13 | 0
P_cost | 1 | 22 | 14 | 0
P_cost | 1 | 22 | 15 | 0
P_cost | 1 | 22 | 16 | 0
P_cost | 1 | 22 | 17 | 0
P_cost | 1 | 22 | 18 | 0
P_cost | 1 | 22 | 19 | 0
P_cost | 1 | 22 | 20 | 0
P_cost | 1 | 22 | 21 | 0
P_cost | 1 | 22 | 22 | 0
P_cost | 1 | 22 | 23 | 0
P_cost | 1 | 22 | 24 | 0
P_cost | 1 | 23 | 1 | 0
P_cost | 1 | 23 | 2 | 0
P_cost | 1 | 23 | 3 | 0
P_cost | 1 | 23 | 4 | 0
P_cost | 1 | 23 | 5 | 0
P_cost | 1 | 23 | 6 | 0
P_cost | 1 | 23 | 7 | 0
P_cost | 1 | 23 | 8 | 0
P_cost | 1 | 23 | 9 | 0
P_cost | 1 | 23 | 10 | 0
P_cost | 1 | 23 | 11 | 0
P_cost | 1 | 23 | 12 | 0
P_cost | 1 | 23 | 13 | 0
P_cost | 1 | 23 | 14 | 0
P_cost | 1 | 23 | 15 | 0
P_cost | 1 | 23 | 16 | 0
P_cost | 1 | 23 | 17 | 0
P_cost | 1 | 23 | 18 | 0
P_cost | 1 | 23 | 19 | 0
P_cost | 1 | 23 | 20 | 0
P_cost | 1 | 23 | 21 | 0
P_cost | 1 | 23 | 22 | 0
P_cost | 1 | 23 | 23 | 0
P_cost | 1 | 23 | 24 | 0
P_cost | 1 | 24 | 1 | 0
P_cost | 1 | 24 | 2 | 0
P_cost | 1 | 24 | 3 | 0
P_cost | 1 | 24 | 4 | 0
P_cost | 1 | 24 | 5 | 0
P_cost | 1 | 24 | 6 | 0
P_cost | 1 | 24 | 7 | 0
P_cost | 1 | 24 | 8 | 0
P_cost | 1 | 24 | 9 | 0
P_cost | 1 | 24 | 10 | 0
P_cost | 1 | 24 | 11 | 0
P_cost | 1 | 24 | 12 | 0
P_cost | 1 | 24 | 13 | 0
P_cost | 1 | 24 | 14 | 0
P_cost | 1 | 24 | 15 | 0
P_cost | 1 | 24 | 16 | 0
P_cost | 1 | 24 | 17 | 0
P_cost | 1 | 24 | 18 | 0
P_cost | 1 | 24 | 19 | 0
P_cost | 1 | 24 | 20 | 0
P_cost | 1 | 24 | 21 | 0
P_cost | 1 | 24 | 22 | 0
P_cost | 1 | 24 | 23 | 0
P_cost | 1 | 24 | 24 | 0
P_cost | 1 | 25 | 1 | 0
P_cost | 1 | 25 | 2 | 0
P_cost | 1 | 25 | 3 | 0
P_cost | 1 | 25 | 4 | 0
P_cost | 1 | 25 | 5 | 0
P_cost | 1 | 25 | 6 | 0
P_cost | 1 | 25 | 7 | 0
P_cost | 1 | 25 | 8 | 0
P_cost | 1 | 25 | 9 | 0
P_cost | 1 | 25 | 10 | 0
P_cost | 1 | 25 | 11 | 0
P_cost | 1 | 25 | 12 | 0
P_cost | 1 | 25 | 13 | 0
P_cost | 1 | 25 | 14 | 0
P_cost | 1 | 25 | 15 | 0
P_cost | 1 | 25 | 16 | 0
P_cost | 1 | 25 | 17 | 0
P_cost | 1 | 25 | 18 | 0
P_cost | 1 | 25 | 19 | 0
P_cost | 1 | 25 | 20 | 0
P_cost | 1 | 25 | 21 | 0
P_cost | 1 | 25 | 22 | 0
P_cost | 1 | 25 | 23 | 0
P_cost | 1 | 25 | 24 | 0
P_cost | 1 | 26 | 1 | 0
P_cost | 1 | 26 | 2 | 0
P_cost | 1 | 26 | 3 | 0
P_cost | 1 | 26 | 4 | 0
P_cost | 1 | 26 | 5 | 0
P_cost | 1 | 26 | 6 | 0
P_cost | 1 | 26 | 7 | 0
P_cost | 1 | 26 | 8 | 0
P_cost | 1 | 26 | 9 | 0
P_cost | 1 | 26 | 10 | 0
P_cost | 1 | 26 | 11 | 0
P_cost | 1 | 26 | 12 | 0
P_cost | 1 | 26 | 13 | 0
P_cost | 1 | 26 | 14 | 0
P_cost | 1 | 26 | 15 | 0
P_cost | 1 | 26 | 16 | 0
P_cost | 1 | 26 | 17 | 0
P_cost | 1 | 26 | 18 | 0
P_cost | 1 | 26 | 19 | 0
P_cost | 1 | 26 | 20 | 0
P_cost | 1 | 26 | 21 | 0
P_cost | 1 | 26 | 22 | 0
P_cost | 1 | 26 | 23 | 0
P_cost | 1 | 26 | 24 | 0
P_cost | 1 | 27 | 1 | 0
P_cost | 1 | 27 | 2 | 0
P_cost | 1 | 27 | 3 | 0
P_cost | 1 | 27 | 4 | 0
P_cost | 1 | 27 | 5 | 0
P_cost | 1 | 27 | 6 | 0
P_cost | 1 | 27 | 7 | 0
P_cost | 1 | 27 | 8 | 0
P_cost | 1 | 27 | 9 | 0
P_cost | 1 | 27 | 10 | 0
P_cost | 1 | 27 | 11 | 0
P_cost | 1 | 27 | 12 | 0
P_cost | 1 | 27 | 13 | 0
P_cost | 1 | 27 | 14 | 0
P_cost | 1 | 27 | 15 | 0
P_cost | 1 | 27 | 16 | 0
P_cost | 1 | 27 | 17 | 0
P_cost | 1 | 27 | 18 | 0
P_cost | 1 | 27 | 19 | 0
P_cost | 1 | 27 | 20 | 0
P_cost | 1 | 27 | 21 | 0
P_cost | 1 | 27 | 22 | 0
P_cost | 1 | 27 | 23 | 0
P_cost | 1 | 27 | 24 | 0
P_cost | 1 | 28 | 1 | 0
P_cost | 1 | 28 | 2 | 0
P_cost | 1 | 28 | 3 | 0
P_cost | 1 | 28 | 4 | 0
P_cost | 1 | 28 | 5 | 0
P_cost | 1 | 28 | 6 | 0
P_cost | 1 | 28 | 7 | 0
P_cost | 1 | 28 | 8 | 0
P_cost | 1 | 28 | 9 | 0
P_cost | 1 | 28 | 10 | 0
P_cost | 1 | 28 | 11 | 0
P_cost | 1 | 28 | 12 | 0
P_cost | 1 | 28 | 13 | 0
P_cost | 1 | 28 | 14 | 0
P_cost | 1 | 28 | 15 | 0
P_cost | 1 | 28 | 16 | 0
P_cost | 1 | 28 | 17 | 0
P_cost | 1 | 28 | 18 | 0
P_cost | 1 | 28 | 19 | 0
P_cost | 1 | 28 | 20 | 0
P_cost | 1 | 28 | 21 | 0
P_cost | 1 | 28 | 22 | 0
P_cost | 1 | 28 | 23 | 0
P_cost | 1 | 28 | 24 | 0
P_cost | 1 | 29 | 1 | 0
P_cost | 1 | 29 | 2 | 0
P_cost | 1 | 29 | 3 | 0
P_cost | 1 | 29 | 4 | 0
P_cost | 1 | 29 | 5 | 0
P_cost | 1 | 29 | 6 | 0
P_cost | 1 | 29 | 7 | 0
P_cost | 1 | 29 | 8 | 0
P_cost | 1 | 29 | 9 | 0
P_cost | 1 | 29 | 10 | 0
P_cost | 1 | 29 | 11 | 0
P_cost | 1 | 29 | 12 | 0
P_cost | 1 | 29 | 13 | 0
P_cost | 1 | 29 | 14 | 0
P_cost | 1 | 29 | 15 | 0
P_cost | 1 | 29 | 16 | 0
P_cost | 1 | 29 | 17 | 0
P_cost | 1 | 29 | 18 | 0
P_cost | 1 | 29 | 19 | 0
P_cost | 1 | 29 | 20 | 0
P_cost | 1 | 29 | 21 | 0
P_cost | 1 | 29 | 22 | 0
P_cost | 1 | 29 | 23 | 0
P_cost | 1 | 29 | 24 | 0
P_cost | 1 | 30 | 1 | 0
P_cost | 1 | 30 | 2 | 0
P_cost | 1 | 30 | 3 | 0
P_cost | 1 | 30 | 4 | 0
P_cost | 1 | 30 | 5 | 0
P_cost | 1 | 30 | 6 | 0
P_cost | 1 | 30 | 7 | 0
P_cost | 1 | 30 | 8 | 0
P_cost | 1 | 30 | 9 | 0
P_cost | 1 | 30 | 10 | 0
P_cost | 1 | 30 | 11 | 0
P_cost | 1 | 30 | 12 | 0
P_cost | 1 | 30 | 13 | 0
P_cost | 1 | 30 | 14 | 0
P_cost | 1 | 30 | 15 | 0
P_cost | 1 | 30 | 16 | 0
P_cost | 1 | 30 | 17 | 0
P_cost | 1 | 30 | 18 | 0
P_cost | 1 | 30 | 19 | 0
P_cost | 1 | 30 | 20 | 0
P_cost | 1 | 30 | 21 | 0
P_cost | 1 | 30 | 22 | 0
P_cost | 1 | 30 | 23 | 0
P_cost | 1 | 30 | 24 | 0
P_cost | 1 | 31 | 1 | 0
P_cost | 1 | 31 | 2 | 0
P_cost | 1 | 31 | 3 | 0
P_cost | 1 | 31 | 4 | 0
P_cost | 1 | 31 | 5 | 0
P_cost | 1 | 31 | 6 | 0
P_cost | 1 | 31 | 7 | 0
P_cost | 1 | 31 | 8 | 0
P_cost | 1 | 31 | 9 | 0
P_cost | 1 | 31 | 10 | 0
P_cost | 1 | 31 | 11 | 0
P_cost | 1 | 31 | 12 | 0
P_cost | 1 | 31 | 13 | 0
P_cost | 1 | 31 | 14 | 0
P_cost | 1 | 31 | 15 | 0
P_cost | 1 | 31 | 16 | 0
P_cost | 1 | 31 | 17 | 0
P_cost | 1 | 31 | 18 | 0
P_cost | 1 | 31 | 19 | 0
P_cost | 1 | 31 | 20 | 0
P_cost | 1 | 31 | 21 | 0
P_cost | 1 | 31 | 22 | 0
P_cost | 1 | 31 | 23 | 0
P_cost | 1 | 31 | 24 | 0
P_cost | 1 | 32 | 1 | 0
P_cost | 1 | 32 | 2 | 0
P_cost | 1 | 32 | 3 | 0
P_cost | 1 | 32 | 4 | 0
P_cost | 1 | 32 | 5 | 0
P_cost | 1 | 32 | 6 | 0
P_cost | 1 | 32 | 7 | 0
P_cost | 1 | 32 | 8 | 0
P_cost | 1 | 32 | 9 | 0
P_cost | 1 | 32 | 10 | 0
P_cost | 1 | 32 | 11 | 0
P_cost | 1 | 32 | 12 | 0
P_cost | 1 | 32 | 13 | 0
P_cost | 1 | 32 | 14 | 0
P_cost | 1 | 32 | 15 | 0
P_cost | 1 | 32 | 16 | 0
P_cost | 1 | 32 | 17 | 0
P_cost | 1 | 32 | 18 | 0
P_cost | 1 | 32 | 19 | 0
P_cost | 1 | 32 | 20 | 0
P_cost | 1 | 32 | 21 | 0
P_cost | 1 | 32 | 22 | 0
P_cost | 1 | 32 | 23 | 0
P_cost | 1 | 32 | 24 | 0
P_cost | 1 | 33 | 1 | 0
P_cost | 1 | 33 | 2 | 0
P_cost | 1 | 33 | 3 | 0
P_cost | 1 | 33 | 4 | 0
P_cost | 1 | 33 | 5 | 0
P_cost | 1 | 33 | 6 | 0
P_cost | 1 | 33 | 7 | 0
P_cost | 1 | 33 | 8 | 0
P_cost | 1 | 33 | 9 | 0
P_cost | 1 | 33 | 10 | 0
P_cost | 1 | 33 | 11 | 0
P_cost | 1 | 33 | 12 | 0
P_cost | 1 | 33 | 13 | 0
P_cost | 1 | 33 | 14 | 0
P_cost | 1 | 33 | 15 | 0
P_cost | 1 | 33 | 16 | 0
P_cost | 1 | 33 | 17 | 0
P_cost | 1 | 33 | 18 | 0
P_cost | 1 | 33 | 19 | 0
P_cost | 1 | 33 | 20 | 0
P_cost | 1 | 33 | 21 | 0
P_cost | 1 | 33 | 22 | 0
P_cost | 1 | 33 | 23 | 0
P_cost | 1 | 33 | 24 | 0
P_cost | 2 | 1 | 1 | 0
P_cost | 2 | 1 | 2 | 0
P_cost | 2 | 1 | 3 | 0
P_cost | 2 | 1 | 4 | 0
P_cost | 2 | 1 | 5 | 0
P_cost | 2 | 1 | 6 | 0
P_cost | 2 | 1 | 7 | 0
P_cost | 2 | 1 | 8 | 0
P_cost | 2 | 1 | 9 | 0
P_cost | 2 | 1 | 10 | 0
P_cost | 2 | 1 | 11 | 0
P_cost | 2 | 1 | 12 | 0
P_cost | 2 | 1 | 13 | 0
P_cost | 2 | 1 | 14 | 0
P_cost | 2 | 1 | 15 | 0
P_cost | 2 | 1 | 16 | 0
P_cost | 2 | 1 | 17 | 0
P_cost | 2 | 1 | 18 | 0
P_cost | 2 | 1 | 19 | 0
P_cost | 2 | 1 | 20 | 0
P_cost | 2 | 1 | 21 | 0
P_cost | 2 | 1 | 22 | 0
P_cost | 2 | 1 | 23 | 0
P_cost | 2 | 1 | 24 | 0
P_cost | 2 | 2 | 1 | 0
P_cost | 2 | 2 | 2 | 0
P_cost | 2 | 2 | 3 | 0
P_cost | 2 | 2 | 4 | 0
P_cost | 2 | 2 | 5 | 0
P_cost | 2 | 2 | 6 | 0
P_cost | 2 | 2 | 7 | 0
P_cost | 2 | 2 | 8 | 0
P_cost | 2 | 2 | 9 | 0
P_cost | 2 | 2 | 10 | 0
P_cost | 2 | 2 | 11 | 0
P_cost | 2 | 2 | 12 | 0
P_cost | 2 | 2 | 13 | 0
P_cost | 2 | 2 | 14 | 0
P_cost | 2 | 2 | 15 | 0
P_cost | 2 | 2 | 16 | 0
P_cost | 2 | 2 | 17 | 0
P_cost | 2 | 2 | 18 | 0
P_cost | 2 | 2 | 19 | 0
P_cost | 2 | 2 | 20 | 0
P_cost | 2 | 2 | 21 | 0
P_cost | 2 | 2 | 22 | 0
P_cost | 2 | 2 | 23 | 0
P_cost | 2 | 2 | 24 | 0
P_cost | 2 | 3 | 1 | 0
P_cost | 2 | 3 | 2 | 0
P_cost | 2 | 3 | 3 | 0
P_cost | 2 | 3 | 4 | 0
P_cost | 2 | 3 | 5 | 0
P_cost | 2 | 3 | 6 | 0
P_cost | 2 | 3 | 7 | 0
P_cost | 2 | 3 | 8 | 0
P_cost | 2 | 3 | 9 | 0
P_cost | 2 | 3 | 10 | 0
P_cost | 2 | 3 | 11 | 0
P_cost | 2 | 3 | 12 | 0
P_cost | 2 | 3 | 13 | 0
P_cost | 2 | 3 | 14 | 0
P_cost | 2 | 3 | 15 | 0
P_cost | 2 | 3 | 16 | 0
P_cost | 2 | 3 | 17 | 0
P_cost | 2 | 3 | 18 | 0
P_cost | 2 | 3 | 19 | 0
P_cost | 2 | 3 | 20 | 0
P_cost | 2 | 3 | 21 | 0
P_cost | 2 | 3 | 22 | 0
P_cost | 2 | 3 | 23 | 0
P_cost | 2 | 3 | 24 | 0
P_cost | 2 | 4 | 1 | 0
P_cost | 2 | 4 | 2 | 0
P_cost | 2 | 4 | 3 | 0
P_cost | 2 | 4 | 4 | 0
P_cost | 2 | 4 | 5 | 0
P_cost | 2 | 4 | 6 | 0
P_cost | 2 | 4 | 7 | 0
P_cost | 2 | 4 | 8 | 0
P_cost | 2 | 4 | 9 | 0
P_cost | 2 | 4 | 10 | 0
P_cost | 2 | 4 | 11 | 0
P_cost | 2 | 4 | 12 | 0
P_cost | 2 | 4 | 13 | 0
P_cost | 2 | 4 | 14 | 0
P_cost | 2 | 4 | 15 | 0
P_cost | 2 | 4 | 16 | 0
P_cost | 2 | 4 | 17 | 0
P_cost | 2 | 4 | 18 | 0
P_cost | 2 | 4 | 19 | 0
P_cost | 2 | 4 | 20 | 0
P_cost | 2 | 4 | 21 | 0
P_cost | 2 | 4 | 22 | 0
P_cost | 2 | 4 | 23 | 0
P_cost | 2 | 4 | 24 | 0
P_cost | 2 | 5 | 1 | 0
P_cost | 2 | 5 | 2 | 0
P_cost | 2 | 5 | 3 | 0
P_cost | 2 | 5 | 4 | 0
P_cost | 2 | 5 | 5 | 0
P_cost | 2 | 5 | 6 | 0
P_cost | 2 | 5 | 7 | 0
P_cost | 2 | 5 | 8 | 0
P_cost | 2 | 5 | 9 | 0
P_cost | 2 | 5 | 10 | 0
P_cost | 2 | 5 | 11 | 0
P_cost | 2 | 5 | 12 | 0
P_cost | 2 | 5 | 13 | 0
P_cost | 2 | 5 | 14 | 0
P_cost | 2 | 5 | 15 | 0
P_cost | 2 | 5 | 16 | 0
P_cost | 2 | 5 | 17 | 0
P_cost | 2 | 5 | 18 | 0
P_cost | 2 | 5 | 19 | 0
P_cost | 2 | 5 | 20 | 0
P_cost | 2 | 5 | 21 | 0
P_cost | 2 | 5 | 22 | 0
P_cost | 2 | 5 | 23 | 0
P_cost | 2 | 5 | 24 | 0
P_cost | 2 | 6 | 1 | 0
P_cost | 2 | 6 | 2 | 0
P_cost | 2 | 6 | 3 | 0
P_cost | 2 | 6 | 4 | 0
P_cost | 2 | 6 | 5 | 0
P_cost | 2 | 6 | 6 | 0
P_cost | 2 | 6 | 7 | 0
P_cost | 2 | 6 | 8 | 0
P_cost | 2 | 6 | 9 | 0
P_cost | 2 | 6 | 10 | 0
P_cost | 2 | 6 | 11 | 0
P_cost | 2 | 6 | 12 | 0
P_cost | 2 | 6 | 13 | 0
P_cost | 2 | 6 | 14 | 0
P_cost | 2 | 6 | 15 | 0
P_cost | 2 | 6 | 16 | 0
P_cost | 2 | 6 | 17 | 0
P_cost | 2 | 6 | 18 | 0
P_cost | 2 | 6 | 19 | 0
P_cost | 2 | 6 | 20 | 0
P_cost | 2 | 6 | 21 | 0
P_cost | 2 | 6 | 22 | 0
P_cost | 2 | 6 | 23 | 0
P_cost | 2 | 6 | 24 | 0
P_cost | 2 | 7 | 1 | 0
P_cost | 2 | 7 | 2 | 0
P_cost | 2 | 7 | 3 | 0
P_cost | 2 | 7 | 4 | 0
P_cost | 2 | 7 | 5 | 0
P_cost | 2 | 7 | 6 | 0
P_cost | 2 | 7 | 7 | 0
P_cost | 2 | 7 | 8 | 0
P_cost | 2 | 7 | 9 | 0
P_cost | 2 | 7 | 10 | 0
P_cost | 2 | 7 | 11 | 0
P_cost | 2 | 7 | 12 | 0
P_cost | 2 | 7 | 13 | 0
P_cost | 2 | 7 | 14 | 0
P_cost | 2 | 7 | 15 | 0
P_cost | 2 | 7 | 16 | 0
P_cost | 2 | 7 | 17 | 0
P_cost | 2 | 7 | 18 | 0
P_cost | 2 | 7 | 19 | 0
P_cost | 2 | 7 | 20 | 0
P_cost | 2 | 7 | 21 | 0
P_cost | 2 | 7 | 22 | 0
P_cost | 2 | 7 | 23 | 0
P_cost | 2 | 7 | 24 | 0
P_cost | 2 | 8 | 1 | 0
P_cost | 2 | 8 | 2 | 0
P_cost | 2 | 8 | 3 | 0
P_cost | 2 | 8 | 4 | 0
P_cost | 2 | 8 | 5 | 0
P_cost | 2 | 8 | 6 | 0
P_cost | 2 | 8 | 7 | 0
P_cost | 2 | 8 | 8 | 0
P_cost | 2 | 8 | 9 | 0
P_cost | 2 | 8 | 10 | 0
P_cost | 2 | 8 | 11 | 0
P_cost | 2 | 8 | 12 | 0
P_cost | 2 | 8 | 13 | 0
P_cost | 2 | 8 | 14 | 0
P_cost | 2 | 8 | 15 | 0
P_cost | 2 | 8 | 16 | 0
P_cost | 2 | 8 | 17 | 0
P_cost | 2 | 8 | 18 | 0
P_cost | 2 | 8 | 19 | 0
P_cost | 2 | 8 | 20 | 0
P_cost | 2 | 8 | 21 | 0
P_cost | 2 | 8 | 22 | 0
P_cost | 2 | 8 | 23 | 0
P_cost | 2 | 8 | 24 | 0
P_cost | 2 | 9 | 1 | 0
P_cost | 2 | 9 | 2 | 0
P_cost | 2 | 9 | 3 | 0
P_cost | 2 | 9 | 4 | 0
P_cost | 2 | 9 | 5 | 0
P_cost | 2 | 9 | 6 | 0
P_cost | 2 | 9 | 7 | 0
P_cost | 2 | 9 | 8 | 0
P_cost | 2 | 9 | 9 | 0
P_cost | 2 | 9 | 10 | 0
P_cost | 2 | 9 | 11 | 0
P_cost | 2 | 9 | 12 | 0
P_cost | 2 | 9 | 13 | 0
P_cost | 2 | 9 | 14 | 0
P_cost | 2 | 9 | 15 | 0
P_cost | 2 | 9 | 16 | 0
P_cost | 2 | 9 | 17 | 0
P_cost | 2 | 9 | 18 | 0
P_cost | 2 | 9 | 19 | 0
P_cost | 2 | 9 | 20 | 0
P_cost | 2 | 9 | 21 | 0
P_cost | 2 | 9 | 22 | 0
P_cost | 2 | 9 | 23 | 0
P_cost | 2 | 9 | 24 | 0
P_cost | 2 | 10 | 1 | 0
P_cost | 2 | 10 | 2 | 0
P_cost | 2 | 10 | 3 | 0
P_cost | 2 | 10 | 4 | 0
P_cost | 2 | 10 | 5 | 0
P_cost | 2 | 10 | 6 | 0
P_cost | 2 | 10 | 7 | 0
P_cost | 2 | 10 | 8 | 0
P_cost | 2 | 10 | 9 | 0
P_cost | 2 | 10 | 10 | 0
P_cost | 2 | 10 | 11 | 0
P_cost | 2 | 10 | 12 | 0
P_cost | 2 | 10 | 13 | 0
P_cost | 2 | 10 | 14 | 0
P_cost | 2 | 10 | 15 | 0
P_cost | 2 | 10 | 16 | 0
P_cost | 2 | 10 | 17 | 0
P_cost | 2 | 10 | 18 | 0
P_cost | 2 | 10 | 19 | 0
P_cost | 2 | 10 | 20 | 0
P_cost | 2 | 10 | 21 | 0
P_cost | 2 | 10 | 22 | 0
P_cost | 2 | 10 | 23 | 0
P_cost | 2 | 10 | 24 | 0
P_cost | 2 | 11 | 1 | 0
P_cost | 2 | 11 | 2 | 0
P_cost | 2 | 11 | 3 | 0
P_cost | 2 | 11 | 4 | 0
P_cost | 2 | 11 | 5 | 0
P_cost | 2 | 11 | 6 | 0
P_cost | 2 | 11 | 7 | 0
P_cost | 2 | 11 | 8 | 0
P_cost | 2 | 11 | 9 | 0
P_cost | 2 | 11 | 10 | 0
P_cost | 2 | 11 | 11 | 0
P_cost | 2 | 11 | 12 | 0
P_cost | 2 | 11 | 13 | 0
P_cost | 2 | 11 | 14 | 0
P_cost | 2 | 11 | 15 | 0
P_cost | 2 | 11 | 16 | 0
P_cost | 2 | 11 | 17 | 0
P_cost | 2 | 11 | 18 | 0
P_cost | 2 | 11 | 19 | 0
P_cost | 2 | 11 | 20 | 0
P_cost | 2 | 11 | 21 | 0
P_cost | 2 | 11 | 22 | 0
P_cost | 2 | 11 | 23 | 0
P_cost | 2 | 11 | 24 | 0
P_cost | 2 | 12 | 1 | 0
P_cost | 2 | 12 | 2 | 0
P_cost | 2 | 12 | 3 | 0
P_cost | 2 | 12 | 4 | 0
P_cost | 2 | 12 | 5 | 0
P_cost | 2 | 12 | 6 | 0
P_cost | 2 | 12 | 7 | 0
P_cost | 2 | 12 | 8 | 0
P_cost | 2 | 12 | 9 | 0
P_cost | 2 | 12 | 10 | 0
P_cost | 2 | 12 | 11 | 0
P_cost | 2 | 12 | 12 | 0
P_cost | 2 | 12 | 13 | 0
P_cost | 2 | 12 | 14 | 0
P_cost | 2 | 12 | 15 | 0
P_cost | 2 | 12 | 16 | 0
P_cost | 2 | 12 | 17 | 0
P_cost | 2 | 12 | 18 | 0
P_cost | 2 | 12 | 19 | 0
P_cost | 2 | 12 | 20 | 0
P_cost | 2 | 12 | 21 | 0
P_cost | 2 | 12 | 22 | 0
P_cost | 2 | 12 | 23 | 0
P_cost | 2 | 12 | 24 | 0
P_cost | 2 | 13 | 1 | 0
P_cost | 2 | 13 | 2 | 0
P_cost | 2 | 13 | 3 | 0
P_cost | 2 | 13 | 4 | 0
P_cost | 2 | 13 | 5 | 0
P_cost | 2 | 13 | 6 | 0
P_cost | 2 | 13 | 7 | 0
P_cost | 2 | 13 | 8 | 0
P_cost | 2 | 13 | 9 | 0
P_cost | 2 | 13 | 10 | 0
P_cost | 2 | 13 | 11 | 0
P_cost | 2 | 13 | 12 | 0
P_cost | 2 | 13 | 13 | 0
P_cost | 2 | 13 | 14 | 0
P_cost | 2 | 13 | 15 | 0
P_cost | 2 | 13 | 16 | 0
P_cost | 2 | 13 | 17 | 0
P_cost | 2 | 13 | 18 | 0
P_cost | 2 | 13 | 19 | 0
P_cost | 2 | 13 | 20 | 0
P_cost | 2 | 13 | 21 | 0
P_cost | 2 | 13 | 22 | 0
P_cost | 2 | 13 | 23 | 0
P_cost | 2 | 13 | 24 | 0
P_cost | 2 | 14 | 1 | 0
P_cost | 2 | 14 | 2 | 0
P_cost | 2 | 14 | 3 | 0
P_cost | 2 | 14 | 4 | 0
P_cost | 2 | 14 | 5 | 0
P_cost | 2 | 14 | 6 | 0
P_cost | 2 | 14 | 7 | 0
P_cost | 2 | 14 | 8 | 0
P_cost | 2 | 14 | 9 | 0
P_cost | 2 | 14 | 10 | 0
P_cost | 2 | 14 | 11 | 0
P_cost | 2 | 14 | 12 | 0
P_cost | 2 | 14 | 13 | 0
P_cost | 2 | 14 | 14 | 0
P_cost | 2 | 14 | 15 | 0
P_cost | 2 | 14 | 16 | 0
P_cost | 2 | 14 | 17 | 0
P_cost | 2 | 14 | 18 | 0
P_cost | 2 | 14 | 19 | 0
P_cost | 2 | 14 | 20 | 0
P_cost | 2 | 14 | 21 | 0
P_cost | 2 | 14 | 22 | 0
P_cost | 2 | 14 | 23 | 0
P_cost | 2 | 14 | 24 | 0
P_cost | 2 | 15 | 1 | 0
P_cost | 2 | 15 | 2 | 0
P_cost | 2 | 15 | 3 | 0
P_cost | 2 | 15 | 4 | 0
P_cost | 2 | 15 | 5 | 0
P_cost | 2 | 15 | 6 | 0
P_cost | 2 | 15 | 7 | 0
P_cost | 2 | 15 | 8 | 0
P_cost | 2 | 15 | 9 | 0
P_cost | 2 | 15 | 10 | 0
P_cost | 2 | 15 | 11 | 0
P_cost | 2 | 15 | 12 | 0
P_cost | 2 | 15 | 13 | 0
P_cost | 2 | 15 | 14 | 0
P_cost | 2 | 15 | 15 | 0
P_cost | 2 | 15 | 16 | 0
P_cost | 2 | 15 | 17 | 0
P_cost | 2 | 15 | 18 | 0
P_cost | 2 | 15 | 19 | 0
P_cost | 2 | 15 | 20 | 0
P_cost | 2 | 15 | 21 | 0
P_cost | 2 | 15 | 22 | 0
P_cost | 2 | 15 | 23 | 0
P_cost | 2 | 15 | 24 | 0
P_cost | 2 | 16 | 1 | 0
P_cost | 2 | 16 | 2 | 0
P_cost | 2 | 16 | 3 | 0
P_cost | 2 | 16 | 4 | 0
P_cost | 2 | 16 | 5 | 0
P_cost | 2 | 16 | 6 | 0
P_cost | 2 | 16 | 7 | 0
P_cost | 2 | 16 | 8 | 0
P_cost | 2 | 16 | 9 | 0
P_cost | 2 | 16 | 10 | 0
P_cost | 2 | 16 | 11 | 0
P_cost | 2 | 16 | 12 | 0
P_cost | 2 | 16 | 13 | 0
P_cost | 2 | 16 | 14 | 0
P_cost | 2 | 16 | 15 | 0
P_cost | 2 | 16 | 16 | 0
P_cost | 2 | 16 | 17 | 0
P_cost | 2 | 16 | 18 | 0
P_cost | 2 | 16 | 19 | 0
P_cost | 2 | 16 | 20 | 0
P_cost | 2 | 16 | 21 | 0
P_cost | 2 | 16 | 22 | 0
P_cost | 2 | 16 | 23 | 0
P_cost | 2 | 16 | 24 | 0
P_cost | 2 | 17 | 1 | 0
P_cost | 2 | 17 | 2 | 0
P_cost | 2 | 17 | 3 | 0
P_cost | 2 | 17 | 4 | 0
P_cost | 2 | 17 | 5 | 0
P_cost | 2 | 17 | 6 | 0
P_cost | 2 | 17 | 7 | 0
P_cost | 2 | 17 | 8 | 0
P_cost | 2 | 17 | 9 | 0
P_cost | 2 | 17 | 10 | 0
P_cost | 2 | 17 | 11 | 0
P_cost | 2 | 17 | 12 | 0
P_cost | 2 | 17 | 13 | 0
P_cost | 2 | 17 | 14 | 0
P_cost | 2 | 17 | 15 | 0
P_cost | 2 | 17 | 16 | 0
P_cost | 2 | 17 | 17 | 0
P_cost | 2 | 17 | 18 | 0
P_cost | 2 | 17 | 19 | 0
P_cost | 2 | 17 | 20 | 0
P_cost | 2 | 17 | 21 | 0
P_cost | 2 | 17 | 22 | 0
P_cost | 2 | 17 | 23 | 0
P_cost | 2 | 17 | 24 | 0
P_cost | 2 | 18 | 1 | 0
P_cost | 2 | 18 | 2 | 0
P_cost | 2 | 18 | 3 | 0
P_cost | 2 | 18 | 4 | 0
P_cost | 2 | 18 | 5 | 0
P_cost | 2 | 18 | 6 | 0
P_cost | 2 | 18 | 7 | 0
P_cost | 2 | 18 | 8 | 0
P_cost | 2 | 18 | 9 | 0
P_cost | 2 | 18 | 10 | 0
P_cost | 2 | 18 | 11 | 0
P_cost | 2 | 18 | 12 | 0
P_cost | 2 | 18 | 13 | 0
P_cost | 2 | 18 | 14 | 0
P_cost | 2 | 18 | 15 | 0
P_cost | 2 | 18 | 16 | 0
P_cost | 2 | 18 | 17 | 0
P_cost | 2 | 18 | 18 | 0
P_cost | 2 | 18 | 19 | 0
P_cost | 2 | 18 | 20 | 0
P_cost | 2 | 18 | 21 | 0
P_cost | 2 | 18 | 22 | 0
P_cost | 2 | 18 | 23 | 0
P_cost | 2 | 18 | 24 | 0
P_cost | 2 | 19 | 1 | 0
P_cost | 2 | 19 | 2 | 0
P_cost | 2 | 19 | 3 | 0
P_cost | 2 | 19 | 4 | 0
P_cost | 2 | 19 | 5 | 0
P_cost | 2 | 19 | 6 | 0
P_cost | 2 | 19 | 7 | 0
P_cost | 2 | 19 | 8 | 0
P_cost | 2 | 19 | 9 | 0
P_cost | 2 | 19 | 10 | 0
P_cost | 2 | 19 | 11 | 0
P_cost | 2 | 19 | 12 | 0
P_cost | 2 | 19 | 13 | 0
P_cost | 2 | 19 | 14 | 0
P_cost | 2 | 19 | 15 | 0
P_cost | 2 | 19 | 16 | 0
P_cost | 2 | 19 | 17 | 0
P_cost | 2 | 19 | 18 | 0
P_cost | 2 | 19 | 19 | 0
P_cost | 2 | 19 | 20 | 0
P_cost | 2 | 19 | 21 | 0
P_cost | 2 | 19 | 22 | 0
P_cost | 2 | 19 | 23 | 0
P_cost | 2 | 19 | 24 | 0
P_cost | 2 | 20 | 1 | 0
P_cost | 2 | 20 | 2 | 0
P_cost | 2 | 20 | 3 | 0
P_cost | 2 | 20 | 4 | 0
P_cost | 2 | 20 | 5 | 0
P_cost | 2 | 20 | 6 | 0
P_cost | 2 | 20 | 7 | 0
P_cost | 2 | 20 | 8 | 0
P_cost | 2 | 20 | 9 | 0
P_cost | 2 | 20 | 10 | 0
P_cost | 2 | 20 | 11 | 0
P_cost | 2 | 20 | 12 | 0
P_cost | 2 | 20 | 13 | 0
P_cost | 2 | 20 | 14 | 0
P_cost | 2 | 20 | 15 | 0
P_cost | 2 | 20 | 16 | 0
P_cost | 2 | 20 | 17 | 0
P_cost | 2 | 20 | 18 | 0
P_cost | 2 | 20 | 19 | 0
P_cost | 2 | 20 | 20 | 0
P_cost | 2 | 20 | 21 | 0
P_cost | 2 | 20 | 22 | 0
P_cost | 2 | 20 | 23 | 0
P_cost | 2 | 20 | 24 | 0
P_cost | 2 | 21 | 1 | 0
P_cost | 2 | 21 | 2 | 0
P_cost | 2 | 21 | 3 | 0
P_cost | 2 | 21 | 4 | 0
P_cost | 2 | 21 | 5 | 0
P_cost | 2 | 21 | 6 | 0
P_cost | 2 | 21 | 7 | 0
P_cost | 2 | 21 | 8 | 0
P_cost | 2 | 21 | 9 | 0
P_cost | 2 | 21 | 10 | 0
P_cost | 2 | 21 | 11 | 0
P_cost | 2 | 21 | 12 | 0
P_cost | 2 | 21 | 13 | 0
P_cost | 2 | 21 | 14 | 0
P_cost | 2 | 21 | 15 | 0
P_cost | 2 | 21 | 16 | 0
P_cost | 2 | 21 | 17 | 0
P_cost | 2 | 21 | 18 | 0
P_cost | 2 | 21 | 19 | 0
P_cost | 2 | 21 | 20 | 0
P_cost | 2 | 21 | 21 | 0
P_cost | 2 | 21 | 22 | 0
P_cost | 2 | 21 | 23 | 0
P_cost | 2 | 21 | 24 | 0
P_cost | 2 | 22 | 1 | 0
P_cost | 2 | 22 | 2 | 0
P_cost | 2 | 22 | 3 | 0
P_cost | 2 | 22 | 4 | 0
P_cost | 2 | 22 | 5 | 0
P_cost | 2 | 22 | 6 | 0
P_cost | 2 | 22 | 7 | 0
P_cost | 2 | 22 | 8 | 0
P_cost | 2 | 22 | 9 | 0
P_cost | 2 | 22 | 10 | 0
P_cost | 2 | 22 | 11 | 0
P_cost | 2 | 22 | 12 | 0
P_cost | 2 | 22 | 13 | 0
P_cost | 2 | 22 | 14 | 0
P_cost | 2 | 22 | 15 | 0
P_cost | 2 | 22 | 16 | 0
P_cost | 2 | 22 | 17 | 0
P_cost | 2 | 22 | 18 | 0
P_cost | 2 | 22 | 19 | 0
P_cost | 2 | 22 | 20 | 0
P_cost | 2 | 22 | 21 | 0
P_cost | 2 | 22 | 22 | 0
P_cost | 2 | 22 | 23 | 0
P_cost | 2 | 22 | 24 | 0
P_cost | 2 | 23 | 1 | 0
P_cost | 2 | 23 | 2 | 0
P_cost | 2 | 23 | 3 | 0
P_cost | 2 | 23 | 4 | 0
P_cost | 2 | 23 | 5 | 0
P_cost | 2 | 23 | 6 | 0
P_cost | 2 | 23 | 7 | 0
P_cost | 2 | 23 | 8 | 0
P_cost | 2 | 23 | 9 | 0
P_cost | 2 | 23 | 10 | 0
P_cost | 2 | 23 | 11 | 0
P_cost | 2 | 23 | 12 | 0
P_cost | 2 | 23 | 13 | 0
P_cost | 2 | 23 | 14 | 0
P_cost | 2 | 23 | 15 | 0
P_cost | 2 | 23 | 16 | 0
P_cost | 2 | 23 | 17 | 0
P_cost | 2 | 23 | 18 | 0
P_cost | 2 | 23 | 19 | 0
P_cost | 2 | 23 | 20 | 0
P_cost | 2 | 23 | 21 | 0
P_cost | 2 | 23 | 22 | 0
P_cost | 2 | 23 | 23 | 0
P_cost | 2 | 23 | 24 | 0
P_cost | 2 | 24 | 1 | 0
P_cost | 2 | 24 | 2 | 0
P_cost | 2 | 24 | 3 | 0
P_cost | 2 | 24 | 4 | 0
P_cost | 2 | 24 | 5 | 0
P_cost | 2 | 24 | 6 | 0
P_cost | 2 | 24 | 7 | 0
P_cost | 2 | 24 | 8 | 0
P_cost | 2 | 24 | 9 | 0
P_cost | 2 | 24 | 10 | 0
P_cost | 2 | 24 | 11 | 0
P_cost | 2 | 24 | 12 | 0
P_cost | 2 | 24 | 13 | 0
P_cost | 2 | 24 | 14 | 0
P_cost | 2 | 24 | 15 | 0
P_cost | 2 | 24 | 16 | 0
P_cost | 2 | 24 | 17 | 0
P_cost | 2 | 24 | 18 | 0
P_cost | 2 | 24 | 19 | 0
P_cost | 2 | 24 | 20 | 0
P_cost | 2 | 24 | 21 | 0
P_cost | 2 | 24 | 22 | 0
P_cost | 2 | 24 | 23 | 0
P_cost | 2 | 24 | 24 | 0
P_cost | 2 | 25 | 1 | 0
P_cost | 2 | 25 | 2 | 0
P_cost | 2 | 25 | 3 | 0
P_cost | 2 | 25 | 4 | 0
P_cost | 2 | 25 | 5 | 0
P_cost | 2 | 25 | 6 | 0
P_cost | 2 | 25 | 7 | 0
P_cost | 2 | 25 | 8 | 0
P_cost | 2 | 25 | 9 | 0
P_cost | 2 | 25 | 10 | 0
P_cost | 2 | 25 | 11 | 0
P_cost | 2 | 25 | 12 | 0
P_cost | 2 | 25 | 13 | 0
P_cost | 2 | 25 | 14 | 0
P_cost | 2 | 25 | 15 | 0
P_cost | 2 | 25 | 16 | 0
P_cost | 2 | 25 | 17 | 0
P_cost | 2 | 25 | 18 | 0
P_cost | 2 | 25 | 19 | 0
P_cost | 2 | 25 | 20 | 0
P_cost | 2 | 25 | 21 | 0
P_cost | 2 | 25 | 22 | 0
P_cost | 2 | 25 | 23 | 0
P_cost | 2 | 25 | 24 | 0
P_cost | 2 | 26 | 1 | 0
P_cost | 2 | 26 | 2 | 0
P_cost | 2 | 26 | 3 | 0
P_cost | 2 | 26 | 4 | 0
P_cost | 2 | 26 | 5 | 0
P_cost | 2 | 26 | 6 | 0
P_cost | 2 | 26 | 7 | 0
P_cost | 2 | 26 | 8 | 0
P_cost | 2 | 26 | 9 | 0
P_cost | 2 | 26 | 10 | 0
P_cost | 2 | 26 | 11 | 0
P_cost | 2 | 26 | 12 | 0
P_cost | 2 | 26 | 13 | 0
P_cost | 2 | 26 | 14 | 0
P_cost | 2 | 26 | 15 | 0
P_cost | 2 | 26 | 16 | 0
P_cost | 2 | 26 | 17 | 0
P_cost | 2 | 26 | 18 | 0
P_cost | 2 | 26 | 19 | 0
P_cost | 2 | 26 | 20 | 0
P_cost | 2 | 26 | 21 | 0
P_cost | 2 | 26 | 22 | 0
P_cost | 2 | 26 | 23 | 0
P_cost | 2 | 26 | 24 | 0
P_cost | 2 | 27 | 1 | 0
P_cost | 2 | 27 | 2 | 0
P_cost | 2 | 27 | 3 | 0
P_cost | 2 | 27 | 4 | 0
P_cost | 2 | 27 | 5 | 0
P_cost | 2 | 27 | 6 | 0
P_cost | 2 | 27 | 7 | 0
P_cost | 2 | 27 | 8 | 0
P_cost | 2 | 27 | 9 | 0
P_cost | 2 | 27 | 10 | 0
P_cost | 2 | 27 | 11 | 0
P_cost | 2 | 27 | 12 | 0
P_cost | 2 | 27 | 13 | 0
P_cost | 2 | 27 | 14 | 0
P_cost | 2 | 27 | 15 | 0
P_cost | 2 | 27 | 16 | 0
P_cost | 2 | 27 | 17 | 0
P_cost | 2 | 27 | 18 | 0
P_cost | 2 | 27 | 19 | 0
P_cost | 2 | 27 | 20 | 0
P_cost | 2 | 27 | 21 | 0
P_cost | 2 | 27 | 22 | 0
P_cost | 2 | 27 | 23 | 0
P_cost | 2 | 27 | 24 | 0
P_cost | 2 | 28 | 1 | 0
P_cost | 2 | 28 | 2 | 0
P_cost | 2 | 28 | 3 | 0
P_cost | 2 | 28 | 4 | 0
P_cost | 2 | 28 | 5 | 0
P_cost | 2 | 28 | 6 | 0
P_cost | 2 | 28 | 7 | 0
P_cost | 2 | 28 | 8 | 0
P_cost | 2 | 28 | 9 | 0
P_cost | 2 | 28 | 10 | 0
P_cost | 2 | 28 | 11 | 0
P_cost | 2 | 28 | 12 | 0
P_cost | 2 | 28 | 13 | 0
P_cost | 2 | 28 | 14 | 0
P_cost | 2 | 28 | 15 | 0
P_cost | 2 | 28 | 16 | 0
P_cost | 2 | 28 | 17 | 0
P_cost | 2 | 28 | 18 | 0
P_cost | 2 | 28 | 19 | 0
P_cost | 2 | 28 | 20 | 0
P_cost | 2 | 28 | 21 | 0
P_cost | 2 | 28 | 22 | 0
P_cost | 2 | 28 | 23 | 0
P_cost | 2 | 28 | 24 | 0
P_cost | 2 | 29 | 1 | 0
P_cost | 2 | 29 | 2 | 0
P_cost | 2 | 29 | 3 | 0
P_cost | 2 | 29 | 4 | 0
P_cost | 2 | 29 | 5 | 0
P_cost | 2 | 29 | 6 | 0
P_cost | 2 | 29 | 7 | 0
P_cost | 2 | 29 | 8 | 0
P_cost | 2 | 29 | 9 | 0
P_cost | 2 | 29 | 10 | 0
P_cost | 2 | 29 | 11 | 0
P_cost | 2 | 29 | 12 | 0
P_cost | 2 | 29 | 13 | 0
P_cost | 2 | 29 | 14 | 0
P_cost | 2 | 29 | 15 | 0
P_cost | 2 | 29 | 16 | 0
P_cost | 2 | 29 | 17 | 0
P_cost | 2 | 29 | 18 | 0
P_cost | 2 | 29 | 19 | 0
P_cost | 2 | 29 | 20 | 0
P_cost | 2 | 29 | 21 | 0
P_cost | 2 | 29 | 22 | 0
P_cost | 2 | 29 | 23 | 0
P_cost | 2 | 29 | 24 | 0
P_cost | 2 | 30 | 1 | 0
P_cost | 2 | 30 | 2 | 0
P_cost | 2 | 30 | 3 | 0
P_cost | 2 | 30 | 4 | 0
P_cost | 2 | 30 | 5 | 0
P_cost | 2 | 30 | 6 | 0
P_cost | 2 | 30 | 7 | 0
P_cost | 2 | 30 | 8 | 0
P_cost | 2 | 30 | 9 | 0
P_cost | 2 | 30 | 10 | 0
P_cost | 2 | 30 | 11 | 0
P_cost | 2 | 30 | 12 | 0
P_cost | 2 | 30 | 13 | 0
P_cost | 2 | 30 | 14 | 0
P_cost | 2 | 30 | 15 | 0
P_cost | 2 | 30 | 16 | 0
P_cost | 2 | 30 | 17 | 0
P_cost | 2 | 30 | 18 | 0
P_cost | 2 | 30 | 19 | 0
P_cost | 2 | 30 | 20 | 0
P_cost | 2 | 30 | 21 | 0
P_cost | 2 | 30 | 22 | 0
P_cost | 2 | 30 | 23 | 0
P_cost | 2 | 30 | 24 | 0
P_cost | 2 | 31 | 1 | 0
P_cost | 2 | 31 | 2 | 0
P_cost | 2 | 31 | 3 | 0
P_cost | 2 | 31 | 4 | 0
P_cost | 2 | 31 | 5 | 0
P_cost | 2 | 31 | 6 | 0
P_cost | 2 | 31 | 7 | 0
P_cost | 2 | 31 | 8 | 0
P_cost | 2 | 31 | 9 | 0
P_cost | 2 | 31 | 10 | 0
P_cost | 2 | 31 | 11 | 0
P_cost | 2 | 31 | 12 | 0
P_cost | 2 | 31 | 13 | 0
P_cost | 2 | 31 | 14 | 0
P_cost | 2 | 31 | 15 | 0
P_cost | 2 | 31 | 16 | 0
P_cost | 2 | 31 | 17 | 0
P_cost | 2 | 31 | 18 | 0
P_cost | 2 | 31 | 19 | 0
P_cost | 2 | 31 | 20 | 0
P_cost | 2 | 31 | 21 | 0
P_cost | 2 | 31 | 22 | 0
P_cost | 2 | 31 | 23 | 0
P_cost | 2 | 31 | 24 | 0
P_cost | 2 | 32 | 1 | 0
P_cost | 2 | 32 | 2 | 0
P_cost | 2 | 32 | 3 | 0
P_cost | 2 | 32 | 4 | 0
P_cost | 2 | 32 | 5 | 0
P_cost | 2 | 32 | 6 | 0
P_cost | 2 | 32 | 7 | 0
P_cost | 2 | 32 | 8 | 0
P_cost | 2 | 32 | 9 | 0
P_cost | 2 | 32 | 10 | 0
P_cost | 2 | 32 | 11 | 0
P_cost | 2 | 32 | 12 | 0
P_cost | 2 | 32 | 13 | 0
P_cost | 2 | 32 | 14 | 0
P_cost | 2 | 32 | 15 | 0
P_cost | 2 | 32 | 16 | 0
P_cost | 2 | 32 | 17 | 0
P_cost | 2 | 32 | 18 | 0
P_cost | 2 | 32 | 19 | 0
P_cost | 2 | 32 | 20 | 0
P_cost | 2 | 32 | 21 | 0
P_cost | 2 | 32 | 22 | 0
P_cost | 2 | 32 | 23 | 0
P_cost | 2 | 32 | 24 | 0
P_cost | 2 | 33 | 1 | 0
P_cost | 2 | 33 | 2 | 0
P_cost | 2 | 33 | 3 | 0
P_cost | 2 | 33 | 4 | 0
P_cost | 2 | 33 | 5 | 0
P_cost | 2 | 33 | 6 | 0
P_cost | 2 | 33 | 7 | 0
P_cost | 2 | 33 | 8 | 0
P_cost | 2 | 33 | 9 | 0
P_cost | 2 | 33 | 10 | 0
P_cost | 2 | 33 | 11 | 0
P_cost | 2 | 33 | 12 | 0
P_cost | 2 | 33 | 13 | 0
P_cost | 2 | 33 | 14 | 0
P_cost | 2 | 33 | 15 | 0
P_cost | 2 | 33 | 16 | 0
P_cost | 2 | 33 | 17 | 0
P_cost | 2 | 33 | 18 | 0
P_cost | 2 | 33 | 19 | 0
P_cost | 2 | 33 | 20 | 0
P_cost | 2 | 33 | 21 | 0
P_cost | 2 | 33 | 22 | 0
P_cost | 2 | 33 | 23 | 0
P_cost | 2 | 33 | 24 | 0
P_cost | 3 | 1 | 1 | 0
P_cost | 3 | 1 | 2 | 0
P_cost | 3 | 1 | 3 | 0
P_cost | 3 | 1 | 4 | 0
P_cost | 3 | 1 | 5 | 0
P_cost | 3 | 1 | 6 | 0
P_cost | 3 | 1 | 7 | 0
P_cost | 3 | 1 | 8 | 0
P_cost | 3 | 1 | 9 | 0
P_cost | 3 | 1 | 10 | 0
P_cost | 3 | 1 | 11 | 0
P_cost | 3 | 1 | 12 | 0
P_cost | 3 | 1 | 13 | 0
P_cost | 3 | 1 | 14 | 0
P_cost | 3 | 1 | 15 | 0
P_cost | 3 | 1 | 16 | 0
P_cost | 3 | 1 | 17 | 0
P_cost | 3 | 1 | 18 | 0
P_cost | 3 | 1 | 19 | 0
P_cost | 3 | 1 | 20 | 0
P_cost | 3 | 1 | 21 | 0
P_cost | 3 | 1 | 22 | 0
P_cost | 3 | 1 | 23 | 0
P_cost | 3 | 1 | 24 | 0
P_cost | 3 | 2 | 1 | 0
P_cost | 3 | 2 | 2 | 0
P_cost | 3 | 2 | 3 | 0
P_cost | 3 | 2 | 4 | 0
P_cost | 3 | 2 | 5 | 0
P_cost | 3 | 2 | 6 | 0
P_cost | 3 | 2 | 7 | 0
P_cost | 3 | 2 | 8 | 0
P_cost | 3 | 2 | 9 | 0
P_cost | 3 | 2 | 10 | 0
P_cost | 3 | 2 | 11 | 0
P_cost | 3 | 2 | 12 | 0
P_cost | 3 | 2 | 13 | 0
P_cost | 3 | 2 | 14 | 0
P_cost | 3 | 2 | 15 | 0
P_cost | 3 | 2 | 16 | 0
P_cost | 3 | 2 | 17 | 0
P_cost | 3 | 2 | 18 | 0
P_cost | 3 | 2 | 19 | 0
P_cost | 3 | 2 | 20 | 0
P_cost | 3 | 2 | 21 | 0
P_cost | 3 | 2 | 22 | 0
P_cost | 3 | 2 | 23 | 0
P_cost | 3 | 2 | 24 | 0
P_cost | 3 | 3 | 1 | 0
P_cost | 3 | 3 | 2 | 0
P_cost | 3 | 3 | 3 | 0
P_cost | 3 | 3 | 4 | 0
P_cost | 3 | 3 | 5 | 0
P_cost | 3 | 3 | 6 | 0
P_cost | 3 | 3 | 7 | 0
P_cost | 3 | 3 | 8 | 0
P_cost | 3 | 3 | 9 | 0
P_cost | 3 | 3 | 10 | 0
P_cost | 3 | 3 | 11 | 0
P_cost | 3 | 3 | 12 | 0
P_cost | 3 | 3 | 13 | 0
P_cost | 3 | 3 | 14 | 0
P_cost | 3 | 3 | 15 | 0
P_cost | 3 | 3 | 16 | 0
P_cost | 3 | 3 | 17 | 0
P_cost | 3 | 3 | 18 | 0
P_cost | 3 | 3 | 19 | 0
P_cost | 3 | 3 | 20 | 0
P_cost | 3 | 3 | 21 | 0
P_cost | 3 | 3 | 22 | 0
P_cost | 3 | 3 | 23 | 0
P_cost | 3 | 3 | 24 | 0
P_cost | 3 | 4 | 1 | 0
P_cost | 3 | 4 | 2 | 0
P_cost | 3 | 4 | 3 | 0
P_cost | 3 | 4 | 4 | 0
P_cost | 3 | 4 | 5 | 0
P_cost | 3 | 4 | 6 | 0
P_cost | 3 | 4 | 7 | 0
P_cost | 3 | 4 | 8 | 0
P_cost | 3 | 4 | 9 | 0
P_cost | 3 | 4 | 10 | 0
P_cost | 3 | 4 | 11 | 0
P_cost | 3 | 4 | 12 | 0
P_cost | 3 | 4 | 13 | 0
P_cost | 3 | 4 | 14 | 0
P_cost | 3 | 4 | 15 | 0
P_cost | 3 | 4 | 16 | 0
P_cost | 3 | 4 | 17 | 0
P_cost | 3 | 4 | 18 | 0
P_cost | 3 | 4 | 19 | 0
P_cost | 3 | 4 | 20 | 0
P_cost | 3 | 4 | 21 | 0
P_cost | 3 | 4 | 22 | 0
P_cost | 3 | 4 | 23 | 0
P_cost | 3 | 4 | 24 | 0
P_cost | 3 | 5 | 1 | 0
P_cost | 3 | 5 | 2 | 0
P_cost | 3 | 5 | 3 | 0
P_cost | 3 | 5 | 4 | 0
P_cost | 3 | 5 | 5 | 0
P_cost | 3 | 5 | 6 | 0
P_cost | 3 | 5 | 7 | 0
P_cost | 3 | 5 | 8 | 0
P_cost | 3 | 5 | 9 | 0
P_cost | 3 | 5 | 10 | 0
P_cost | 3 | 5 | 11 | 0
P_cost | 3 | 5 | 12 | 0
P_cost | 3 | 5 | 13 | 0
P_cost | 3 | 5 | 14 | 0
P_cost | 3 | 5 | 15 | 0
P_cost | 3 | 5 | 16 | 0
P_cost | 3 | 5 | 17 | 0
P_cost | 3 | 5 | 18 | 0
P_cost | 3 | 5 | 19 | 0
P_cost | 3 | 5 | 20 | 0
P_cost | 3 | 5 | 21 | 0
P_cost | 3 | 5 | 22 | 0
P_cost | 3 | 5 | 23 | 0
P_cost | 3 | 5 | 24 | 0
P_cost | 3 | 6 | 1 | 0
P_cost | 3 | 6 | 2 | 0
P_cost | 3 | 6 | 3 | 0
P_cost | 3 | 6 | 4 | 0
P_cost | 3 | 6 | 5 | 0
P_cost | 3 | 6 | 6 | 0
P_cost | 3 | 6 | 7 | 0
P_cost | 3 | 6 | 8 | 0
P_cost | 3 | 6 | 9 | 0
P_cost | 3 | 6 | 10 | 0
P_cost | 3 | 6 | 11 | 0
P_cost | 3 | 6 | 12 | 0
P_cost | 3 | 6 | 13 | 0
P_cost | 3 | 6 | 14 | 0
P_cost | 3 | 6 | 15 | 0
P_cost | 3 | 6 | 16 | 0
P_cost | 3 | 6 | 17 | 0
P_cost | 3 | 6 | 18 | 0
P_cost | 3 | 6 | 19 | 0
P_cost | 3 | 6 | 20 | 0
P_cost | 3 | 6 | 21 | 0
P_cost | 3 | 6 | 22 | 0
P_cost | 3 | 6 | 23 | 0
P_cost | 3 | 6 | 24 | 0
P_cost | 3 | 7 | 1 | 0
P_cost | 3 | 7 | 2 | 0
P_cost | 3 | 7 | 3 | 0
P_cost | 3 | 7 | 4 | 0
P_cost | 3 | 7 | 5 | 0
P_cost | 3 | 7 | 6 | 0
P_cost | 3 | 7 | 7 | 0
P_cost | 3 | 7 | 8 | 0
P_cost | 3 | 7 | 9 | 0
P_cost | 3 | 7 | 10 | 0
P_cost | 3 | 7 | 11 | 0
P_cost | 3 | 7 | 12 | 0
P_cost | 3 | 7 | 13 | 0
P_cost | 3 | 7 | 14 | 0
P_cost | 3 | 7 | 15 | 0
P_cost | 3 | 7 | 16 | 0
P_cost | 3 | 7 | 17 | 0
P_cost | 3 | 7 | 18 | 0
P_cost | 3 | 7 | 19 | 0
P_cost | 3 | 7 | 20 | 0
P_cost | 3 | 7 | 21 | 0
P_cost | 3 | 7 | 22 | 0
P_cost | 3 | 7 | 23 | 0
P_cost | 3 | 7 | 24 | 0
P_cost | 3 | 8 | 1 | 0
P_cost | 3 | 8 | 2 | 0
P_cost | 3 | 8 | 3 | 0
P_cost | 3 | 8 | 4 | 0
P_cost | 3 | 8 | 5 | 0
P_cost | 3 | 8 | 6 | 0
P_cost | 3 | 8 | 7 | 0
P_cost | 3 | 8 | 8 | 0
P_cost | 3 | 8 | 9 | 0
P_cost | 3 | 8 | 10 | 0
P_cost | 3 | 8 | 11 | 0
P_cost | 3 | 8 | 12 | 0
P_cost | 3 | 8 | 13 | 0
P_cost | 3 | 8 | 14 | 0
P_cost | 3 | 8 | 15 | 0
P_cost | 3 | 8 | 16 | 0
P_cost | 3 | 8 | 17 | 0
P_cost | 3 | 8 | 18 | 0
P_cost | 3 | 8 | 19 | 0
P_cost | 3 | 8 | 20 | 0
P_cost | 3 | 8 | 21 | 0
P_cost | 3 | 8 | 22 | 0
P_cost | 3 | 8 | 23 | 0
P_cost | 3 | 8 | 24 | 0
P_cost | 3 | 9 | 1 | 0
P_cost | 3 | 9 | 2 | 0
P_cost | 3 | 9 | 3 | 0
P_cost | 3 | 9 | 4 | 0
P_cost | 3 | 9 | 5 | 0
P_cost | 3 | 9 | 6 | 0
P_cost | 3 | 9 | 7 | 0
P_cost | 3 | 9 | 8 | 0
P_cost | 3 | 9 | 9 | 0
P_cost | 3 | 9 | 10 | 0
P_cost | 3 | 9 | 11 | 0
P_cost | 3 | 9 | 12 | 0
P_cost | 3 | 9 | 13 | 0
P_cost | 3 | 9 | 14 | 0
P_cost | 3 | 9 | 15 | 0
P_cost | 3 | 9 | 16 | 0
P_cost | 3 | 9 | 17 | 0
P_cost | 3 | 9 | 18 | 0
P_cost | 3 | 9 | 19 | 0
P_cost | 3 | 9 | 20 | 0
P_cost | 3 | 9 | 21 | 0
P_cost | 3 | 9 | 22 | 0
P_cost | 3 | 9 | 23 | 0
P_cost | 3 | 9 | 24 | 0
P_cost | 3 | 10 | 1 | 0
P_cost | 3 | 10 | 2 | 0
P_cost | 3 | 10 | 3 | 0
P_cost | 3 | 10 | 4 | 0
P_cost | 3 | 10 | 5 | 0
P_cost | 3 | 10 | 6 | 0
P_cost | 3 | 10 | 7 | 0
P_cost | 3 | 10 | 8 | 0
P_cost | 3 | 10 | 9 | 0
P_cost | 3 | 10 | 10 | 0
P_cost | 3 | 10 | 11 | 0
P_cost | 3 | 10 | 12 | 0
P_cost | 3 | 10 | 13 | 0
P_cost | 3 | 10 | 14 | 0
P_cost | 3 | 10 | 15 | 0
P_cost | 3 | 10 | 16 | 0
P_cost | 3 | 10 | 17 | 0
P_cost | 3 | 10 | 18 | 0
P_cost | 3 | 10 | 19 | 0
P_cost | 3 | 10 | 20 | 0
P_cost | 3 | 10 | 21 | 0
P_cost | 3 | 10 | 22 | 0
P_cost | 3 | 10 | 23 | 0
P_cost | 3 | 10 | 24 | 0
P_cost | 3 | 11 | 1 | 0
P_cost | 3 | 11 | 2 | 0
P_cost | 3 | 11 | 3 | 0
P_cost | 3 | 11 | 4 | 0
P_cost | 3 | 11 | 5 | 0
P_cost | 3 | 11 | 6 | 0
P_cost | 3 | 11 | 7 | 0
P_cost | 3 | 11 | 8 | 0
P_cost | 3 | 11 | 9 | 0
P_cost | 3 | 11 | 10 | 0
P_cost | 3 | 11 | 11 | 0
P_cost | 3 | 11 | 12 | 0
P_cost | 3 | 11 | 13 | 0
P_cost | 3 | 11 | 14 | 0
P_cost | 3 | 11 | 15 | 0
P_cost | 3 | 11 | 16 | 0
P_cost | 3 | 11 | 17 | 0
P_cost | 3 | 11 | 18 | 0
P_cost | 3 | 11 | 19 | 0
P_cost | 3 | 11 | 20 | 0
P_cost | 3 | 11 | 21 | 0
P_cost | 3 | 11 | 22 | 0
P_cost | 3 | 11 | 23 | 0
P_cost | 3 | 11 | 24 | 0
P_cost | 3 | 12 | 1 | 0
P_cost | 3 | 12 | 2 | 0
P_cost | 3 | 12 | 3 | 0
P_cost | 3 | 12 | 4 | 0
P_cost | 3 | 12 | 5 | 0
P_cost | 3 | 12 | 6 | 0
P_cost | 3 | 12 | 7 | 0
P_cost | 3 | 12 | 8 | 0
P_cost | 3 | 12 | 9 | 0
P_cost | 3 | 12 | 10 | 0
P_cost | 3 | 12 | 11 | 0
P_cost | 3 | 12 | 12 | 0
P_cost | 3 | 12 | 13 | 0
P_cost | 3 | 12 | 14 | 0
P_cost | 3 | 12 | 15 | 0
P_cost | 3 | 12 | 16 | 0
P_cost | 3 | 12 | 17 | 0
P_cost | 3 | 12 | 18 | 0
P_cost | 3 | 12 | 19 | 0
P_cost | 3 | 12 | 20 | 0
P_cost | 3 | 12 | 21 | 0
P_cost | 3 | 12 | 22 | 0
P_cost | 3 | 12 | 23 | 0
P_cost | 3 | 12 | 24 | 0
P_cost | 3 | 13 | 1 | 0
P_cost | 3 | 13 | 2 | 0
P_cost | 3 | 13 | 3 | 0
P_cost | 3 | 13 | 4 | 0
P_cost | 3 | 13 | 5 | 0
P_cost | 3 | 13 | 6 | 0
P_cost | 3 | 13 | 7 | 0
P_cost | 3 | 13 | 8 | 0
P_cost | 3 | 13 | 9 | 0
P_cost | 3 | 13 | 10 | 0
P_cost | 3 | 13 | 11 | 0
P_cost | 3 | 13 | 12 | 0
P_cost | 3 | 13 | 13 | 0
P_cost | 3 | 13 | 14 | 0
P_cost | 3 | 13 | 15 | 0
P_cost | 3 | 13 | 16 | 0
P_cost | 3 | 13 | 17 | 0
P_cost | 3 | 13 | 18 | 0
P_cost | 3 | 13 | 19 | 0
P_cost | 3 | 13 | 20 | 0
P_cost | 3 | 13 | 21 | 0
P_cost | 3 | 13 | 22 | 0
P_cost | 3 | 13 | 23 | 0
P_cost | 3 | 13 | 24 | 0
P_cost | 3 | 14 | 1 | 0
P_cost | 3 | 14 | 2 | 0
P_cost | 3 | 14 | 3 | 0
P_cost | 3 | 14 | 4 | 0
P_cost | 3 | 14 | 5 | 0
P_cost | 3 | 14 | 6 | 0
P_cost | 3 | 14 | 7 | 0
P_cost | 3 | 14 | 8 | 0
P_cost | 3 | 14 | 9 | 0
P_cost | 3 | 14 | 10 | 0
P_cost | 3 | 14 | 11 | 0
P_cost | 3 | 14 | 12 | 0
P_cost | 3 | 14 | 13 | 0
P_cost | 3 | 14 | 14 | 0
P_cost | 3 | 14 | 15 | 0
P_cost | 3 | 14 | 16 | 0
P_cost | 3 | 14 | 17 | 0
P_cost | 3 | 14 | 18 | 0
P_cost | 3 | 14 | 19 | 0
P_cost | 3 | 14 | 20 | 0
P_cost | 3 | 14 | 21 | 0
P_cost | 3 | 14 | 22 | 0
P_cost | 3 | 14 | 23 | 0
P_cost | 3 | 14 | 24 | 0
P_cost | 3 | 15 | 1 | 0
P_cost | 3 | 15 | 2 | 0
P_cost | 3 | 15 | 3 | 0
P_cost | 3 | 15 | 4 | 0
P_cost | 3 | 15 | 5 | 0
P_cost | 3 | 15 | 6 | 0
P_cost | 3 | 15 | 7 | 0
P_cost | 3 | 15 | 8 | 0
P_cost | 3 | 15 | 9 | 0
P_cost | 3 | 15 | 10 | 0
P_cost | 3 | 15 | 11 | 0
P_cost | 3 | 15 | 12 | 0
P_cost | 3 | 15 | 13 | 0
P_cost | 3 | 15 | 14 | 0
P_cost | 3 | 15 | 15 | 0
P_cost | 3 | 15 | 16 | 0
P_cost | 3 | 15 | 17 | 0
P_cost | 3 | 15 | 18 | 0
P_cost | 3 | 15 | 19 | 0
P_cost | 3 | 15 | 20 | 0
P_cost | 3 | 15 | 21 | 0
P_cost | 3 | 15 | 22 | 0
P_cost | 3 | 15 | 23 | 0
P_cost | 3 | 15 | 24 | 0
P_cost | 3 | 16 | 1 | 0
P_cost | 3 | 16 | 2 | 0
P_cost | 3 | 16 | 3 | 0
P_cost | 3 | 16 | 4 | 0
P_cost | 3 | 16 | 5 | 0
P_cost | 3 | 16 | 6 | 0
P_cost | 3 | 16 | 7 | 0
P_cost | 3 | 16 | 8 | 0
P_cost | 3 | 16 | 9 | 0
P_cost | 3 | 16 | 10 | 0
P_cost | 3 | 16 | 11 | 0
P_cost | 3 | 16 | 12 | 0
P_cost | 3 | 16 | 13 | 0
P_cost | 3 | 16 | 14 | 0
P_cost | 3 | 16 | 15 | 0
P_cost | 3 | 16 | 16 | 0
P_cost | 3 | 16 | 17 | 0
P_cost | 3 | 16 | 18 | 0
P_cost | 3 | 16 | 19 | 0
P_cost | 3 | 16 | 20 | 0
P_cost | 3 | 16 | 21 | 0
P_cost | 3 | 16 | 22 | 0
P_cost | 3 | 16 | 23 | 0
P_cost | 3 | 16 | 24 | 0
P_cost | 3 | 17 | 1 | 0
P_cost | 3 | 17 | 2 | 0
P_cost | 3 | 17 | 3 | 0
P_cost | 3 | 17 | 4 | 0
P_cost | 3 | 17 | 5 | 0
P_cost | 3 | 17 | 6 | 0
P_cost | 3 | 17 | 7 | 0
P_cost | 3 | 17 | 8 | 0
P_cost | 3 | 17 | 9 | 0
P_cost | 3 | 17 | 10 | 0
P_cost | 3 | 17 | 11 | 0
P_cost | 3 | 17 | 12 | 0
P_cost | 3 | 17 | 13 | 0
P_cost | 3 | 17 | 14 | 0
P_cost | 3 | 17 | 15 | 0
P_cost | 3 | 17 | 16 | 0
P_cost | 3 | 17 | 17 | 0
P_cost | 3 | 17 | 18 | 0
P_cost | 3 | 17 | 19 | 0
P_cost | 3 | 17 | 20 | 0
P_cost | 3 | 17 | 21 | 0
P_cost | 3 | 17 | 22 | 0
P_cost | 3 | 17 | 23 | 0
P_cost | 3 | 17 | 24 | 0
P_cost | 3 | 18 | 1 | 0
P_cost | 3 | 18 | 2 | 0
P_cost | 3 | 18 | 3 | 0
P_cost | 3 | 18 | 4 | 0
P_cost | 3 | 18 | 5 | 0
P_cost | 3 | 18 | 6 | 0
P_cost | 3 | 18 | 7 | 0
P_cost | 3 | 18 | 8 | 0
P_cost | 3 | 18 | 9 | 0
P_cost | 3 | 18 | 10 | 0
P_cost | 3 | 18 | 11 | 0
P_cost | 3 | 18 | 12 | 0
P_cost | 3 | 18 | 13 | 0
P_cost | 3 | 18 | 14 | 0
P_cost | 3 | 18 | 15 | 0
P_cost | 3 | 18 | 16 | 0
P_cost | 3 | 18 | 17 | 0
P_cost | 3 | 18 | 18 | 0
P_cost | 3 | 18 | 19 | 0
P_cost | 3 | 18 | 20 | 0
P_cost | 3 | 18 | 21 | 0
P_cost | 3 | 18 | 22 | 0
P_cost | 3 | 18 | 23 | 0
P_cost | 3 | 18 | 24 | 0
P_cost | 3 | 19 | 1 | 0
P_cost | 3 | 19 | 2 | 0
P_cost | 3 | 19 | 3 | 0
P_cost | 3 | 19 | 4 | 0
P_cost | 3 | 19 | 5 | 0
P_cost | 3 | 19 | 6 | 0
P_cost | 3 | 19 | 7 | 0
P_cost | 3 | 19 | 8 | 0
P_cost | 3 | 19 | 9 | 0
P_cost | 3 | 19 | 10 | 0
P_cost | 3 | 19 | 11 | 0
P_cost | 3 | 19 | 12 | 0
P_cost | 3 | 19 | 13 | 0
P_cost | 3 | 19 | 14 | 0
P_cost | 3 | 19 | 15 | 0
P_cost | 3 | 19 | 16 | 0
P_cost | 3 | 19 | 17 | 0
P_cost | 3 | 19 | 18 | 0
P_cost | 3 | 19 | 19 | 0
P_cost | 3 | 19 | 20 | 0
P_cost | 3 | 19 | 21 | 0
P_cost | 3 | 19 | 22 | 0
P_cost | 3 | 19 | 23 | 0
P_cost | 3 | 19 | 24 | 0
P_cost | 3 | 20 | 1 | 0
P_cost | 3 | 20 | 2 | 0
P_cost | 3 | 20 | 3 | 0
P_cost | 3 | 20 | 4 | 0
P_cost | 3 | 20 | 5 | 0
P_cost | 3 | 20 | 6 | 0
P_cost | 3 | 20 | 7 | 0
P_cost | 3 | 20 | 8 | 0
P_cost | 3 | 20 | 9 | 0
P_cost | 3 | 20 | 10 | 0
P_cost | 3 | 20 | 11 | 0
P_cost | 3 | 20 | 12 | 0
P_cost | 3 | 20 | 13 | 0
P_cost | 3 | 20 | 14 | 0
P_cost | 3 | 20 | 15 | 0
P_cost | 3 | 20 | 16 | 0
P_cost | 3 | 20 | 17 | 0
P_cost | 3 | 20 | 18 | 0
P_cost | 3 | 20 | 19 | 0
P_cost | 3 | 20 | 20 | 0
P_cost | 3 | 20 | 21 | 0
P_cost | 3 | 20 | 22 | 0
P_cost | 3 | 20 | 23 | 0
P_cost | 3 | 20 | 24 | 0
P_cost | 3 | 21 | 1 | 0
P_cost | 3 | 21 | 2 | 0
P_cost | 3 | 21 | 3 | 0
P_cost | 3 | 21 | 4 | 0
P_cost | 3 | 21 | 5 | 0
P_cost | 3 | 21 | 6 | 0
P_cost | 3 | 21 | 7 | 0
P_cost | 3 | 21 | 8 | 0
P_cost | 3 | 21 | 9 | 0
P_cost | 3 | 21 | 10 | 0
P_cost | 3 | 21 | 11 | 0
P_cost | 3 | 21 | 12 | 0
P_cost | 3 | 21 | 13 | 0
P_cost | 3 | 21 | 14 | 0
P_cost | 3 | 21 | 15 | 0
P_cost | 3 | 21 | 16 | 0
P_cost | 3 | 21 | 17 | 0
P_cost | 3 | 21 | 18 | 0
P_cost | 3 | 21 | 19 | 0
P_cost | 3 | 21 | 20 | 0
P_cost | 3 | 21 | 21 | 0
P_cost | 3 | 21 | 22 | 0
P_cost | 3 | 21 | 23 | 0
P_cost | 3 | 21 | 24 | 0
P_cost | 3 | 22 | 1 | 0
P_cost | 3 | 22 | 2 | 0
P_cost | 3 | 22 | 3 | 0
P_cost | 3 | 22 | 4 | 0
P_cost | 3 | 22 | 5 | 0
P_cost | 3 | 22 | 6 | 0
P_cost | 3 | 22 | 7 | 0
P_cost | 3 | 22 | 8 | 0
P_cost | 3 | 22 | 9 | 0
P_cost | 3 | 22 | 10 | 0
P_cost | 3 | 22 | 11 | 0
P_cost | 3 | 22 | 12 | 0
P_cost | 3 | 22 | 13 | 0
P_cost | 3 | 22 | 14 | 0
P_cost | 3 | 22 | 15 | 0
P_cost | 3 | 22 | 16 | 0
P_cost | 3 | 22 | 17 | 0
P_cost | 3 | 22 | 18 | 0
P_cost | 3 | 22 | 19 | 0
P_cost | 3 | 22 | 20 | 0
P_cost | 3 | 22 | 21 | 0
P_cost | 3 | 22 | 22 | 0
P_cost | 3 | 22 | 23 | 0
P_cost | 3 | 22 | 24 | 0
P_cost | 3 | 23 | 1 | 0
P_cost | 3 | 23 | 2 | 0
P_cost | 3 | 23 | 3 | 0
P_cost | 3 | 23 | 4 | 0
P_cost | 3 | 23 | 5 | 0
P_cost | 3 | 23 | 6 | 0
P_cost | 3 | 23 | 7 | 0
P_cost | 3 | 23 | 8 | 0
P_cost | 3 | 23 | 9 | 0
P_cost | 3 | 23 | 10 | 0
P_cost | 3 | 23 | 11 | 0
P_cost | 3 | 23 | 12 | 0
P_cost | 3 | 23 | 13 | 0
P_cost | 3 | 23 | 14 | 0
P_cost | 3 | 23 | 15 | 0
P_cost | 3 | 23 | 16 | 0
P_cost | 3 | 23 | 17 | 0
P_cost | 3 | 23 | 18 | 0
P_cost | 3 | 23 | 19 | 0
P_cost | 3 | 23 | 20 | 0
P_cost | 3 | 23 | 21 | 0
P_cost | 3 | 23 | 22 | 0
P_cost | 3 | 23 | 23 | 0
P_cost | 3 | 23 | 24 | 0
P_cost | 3 | 24 | 1 | 0
P_cost | 3 | 24 | 2 | 0
P_cost | 3 | 24 | 3 | 0
P_cost | 3 | 24 | 4 | 0
P_cost | 3 | 24 | 5 | 0
P_cost | 3 | 24 | 6 | 0
P_cost | 3 | 24 | 7 | 0
P_cost | 3 | 24 | 8 | 0
P_cost | 3 | 24 | 9 | 0
P_cost | 3 | 24 | 10 | 0
P_cost | 3 | 24 | 11 | 0
P_cost | 3 | 24 | 12 | 0
P_cost | 3 | 24 | 13 | 0
P_cost | 3 | 24 | 14 | 0
P_cost | 3 | 24 | 15 | 0
P_cost | 3 | 24 | 16 | 0
P_cost | 3 | 24 | 17 | 0
P_cost | 3 | 24 | 18 | 0
P_cost | 3 | 24 | 19 | 0
P_cost | 3 | 24 | 20 | 0
P_cost | 3 | 24 | 21 | 0
P_cost | 3 | 24 | 22 | 0
P_cost | 3 | 24 | 23 | 0
P_cost | 3 | 24 | 24 | 0
P_cost | 3 | 25 | 1 | 0
P_cost | 3 | 25 | 2 | 0
P_cost | 3 | 25 | 3 | 0
P_cost | 3 | 25 | 4 | 0
P_cost | 3 | 25 | 5 | 0
P_cost | 3 | 25 | 6 | 0
P_cost | 3 | 25 | 7 | 0
P_cost | 3 | 25 | 8 | 0
P_cost | 3 | 25 | 9 | 0
P_cost | 3 | 25 | 10 | 0
P_cost | 3 | 25 | 11 | 0
P_cost | 3 | 25 | 12 | 0
P_cost | 3 | 25 | 13 | 0
P_cost | 3 | 25 | 14 | 0
P_cost | 3 | 25 | 15 | 0
P_cost | 3 | 25 | 16 | 0
P_cost | 3 | 25 | 17 | 0
P_cost | 3 | 25 | 18 | 0
P_cost | 3 | 25 | 19 | 0
P_cost | 3 | 25 | 20 | 0
P_cost | 3 | 25 | 21 | 0
P_cost | 3 | 25 | 22 | 0
P_cost | 3 | 25 | 23 | 0
P_cost | 3 | 25 | 24 | 0
P_cost | 3 | 26 | 1 | 0
P_cost | 3 | 26 | 2 | 0
P_cost | 3 | 26 | 3 | 0
P_cost | 3 | 26 | 4 | 0
P_cost | 3 | 26 | 5 | 0
P_cost | 3 | 26 | 6 | 0
P_cost | 3 | 26 | 7 | 0
P_cost | 3 | 26 | 8 | 0
P_cost | 3 | 26 | 9 | 0
P_cost | 3 | 26 | 10 | 0
P_cost | 3 | 26 | 11 | 0
P_cost | 3 | 26 | 12 | 0
P_cost | 3 | 26 | 13 | 0
P_cost | 3 | 26 | 14 | 0
P_cost | 3 | 26 | 15 | 0
P_cost | 3 | 26 | 16 | 0
P_cost | 3 | 26 | 17 | 0
P_cost | 3 | 26 | 18 | 0
P_cost | 3 | 26 | 19 | 0
P_cost | 3 | 26 | 20 | 0
P_cost | 3 | 26 | 21 | 0
P_cost | 3 | 26 | 22 | 0
P_cost | 3 | 26 | 23 | 0
P_cost | 3 | 26 | 24 | 0
P_cost | 3 | 27 | 1 | 0
P_cost | 3 | 27 | 2 | 0
P_cost | 3 | 27 | 3 | 0
P_cost | 3 | 27 | 4 | 0
P_cost | 3 | 27 | 5 | 0
P_cost | 3 | 27 | 6 | 0
P_cost | 3 | 27 | 7 | 0
P_cost | 3 | 27 | 8 | 0
P_cost | 3 | 27 | 9 | 0
P_cost | 3 | 27 | 10 | 0
P_cost | 3 | 27 | 11 | 0
P_cost | 3 | 27 | 12 | 0
P_cost | 3 | 27 | 13 | 0
P_cost | 3 | 27 | 14 | 0
P_cost | 3 | 27 | 15 | 0
P_cost | 3 | 27 | 16 | 0
P_cost | 3 | 27 | 17 | 0
P_cost | 3 | 27 | 18 | 0
P_cost | 3 | 27 | 19 | 0
P_cost | 3 | 27 | 20 | 0
P_cost | 3 | 27 | 21 | 0
P_cost | 3 | 27 | 22 | 0
P_cost | 3 | 27 | 23 | 0
P_cost | 3 | 27 | 24 | 0
P_cost | 3 | 28 | 1 | 0
P_cost | 3 | 28 | 2 | 0
P_cost | 3 | 28 | 3 | 0
P_cost | 3 | 28 | 4 | 0
P_cost | 3 | 28 | 5 | 0
P_cost | 3 | 28 | 6 | 0
P_cost | 3 | 28 | 7 | 0
P_cost | 3 | 28 | 8 | 0
P_cost | 3 | 28 | 9 | 0
P_cost | 3 | 28 | 10 | 0
P_cost | 3 | 28 | 11 | 0
P_cost | 3 | 28 | 12 | 0
P_cost | 3 | 28 | 13 | 0
P_cost | 3 | 28 | 14 | 0
P_cost | 3 | 28 | 15 | 0
P_cost | 3 | 28 | 16 | 0
P_cost | 3 | 28 | 17 | 0
P_cost | 3 | 28 | 18 | 0
P_cost | 3 | 28 | 19 | 0
P_cost | 3 | 28 | 20 | 0
P_cost | 3 | 28 | 21 | 0
P_cost | 3 | 28 | 22 | 0
P_cost | 3 | 28 | 23 | 0
P_cost | 3 | 28 | 24 | 0
P_cost | 3 | 29 | 1 | 0
P_cost | 3 | 29 | 2 | 0
P_cost | 3 | 29 | 3 | 0
P_cost | 3 | 29 | 4 | 0
P_cost | 3 | 29 | 5 | 0
P_cost | 3 | 29 | 6 | 0
P_cost | 3 | 29 | 7 | 0
P_cost | 3 | 29 | 8 | 0
P_cost | 3 | 29 | 9 | 0
P_cost | 3 | 29 | 10 | 0
P_cost | 3 | 29 | 11 | 0
P_cost | 3 | 29 | 12 | 0
P_cost | 3 | 29 | 13 | 0
P_cost | 3 | 29 | 14 | 0
P_cost | 3 | 29 | 15 | 0
P_cost | 3 | 29 | 16 | 0
P_cost | 3 | 29 | 17 | 0
P_cost | 3 | 29 | 18 | 0
P_cost | 3 | 29 | 19 | 0
P_cost | 3 | 29 | 20 | 0
P_cost | 3 | 29 | 21 | 0
P_cost | 3 | 29 | 22 | 0
P_cost | 3 | 29 | 23 | 0
P_cost | 3 | 29 | 24 | 0
P_cost | 3 | 30 | 1 | 0
P_cost | 3 | 30 | 2 | 0
P_cost | 3 | 30 | 3 | 0
P_cost | 3 | 30 | 4 | 0
P_cost | 3 | 30 | 5 | 0
P_cost | 3 | 30 | 6 | 0
P_cost | 3 | 30 | 7 | 0
P_cost | 3 | 30 | 8 | 0
P_cost | 3 | 30 | 9 | 0
P_cost | 3 | 30 | 10 | 0
P_cost | 3 | 30 | 11 | 0
P_cost | 3 | 30 | 12 | 0
P_cost | 3 | 30 | 13 | 0
P_cost | 3 | 30 | 14 | 0
P_cost | 3 | 30 | 15 | 0
P_cost | 3 | 30 | 16 | 0
P_cost | 3 | 30 | 17 | 0
P_cost | 3 | 30 | 18 | 0
P_cost | 3 | 30 | 19 | 0
P_cost | 3 | 30 | 20 | 0
P_cost | 3 | 30 | 21 | 0
P_cost | 3 | 30 | 22 | 0
P_cost | 3 | 30 | 23 | 0
P_cost | 3 | 30 | 24 | 0
P_cost | 3 | 31 | 1 | 0
P_cost | 3 | 31 | 2 | 0
P_cost | 3 | 31 | 3 | 0
P_cost | 3 | 31 | 4 | 0
P_cost | 3 | 31 | 5 | 0
P_cost | 3 | 31 | 6 | 0
P_cost | 3 | 31 | 7 | 0
P_cost | 3 | 31 | 8 | 0
P_cost | 3 | 31 | 9 | 0
P_cost | 3 | 31 | 10 | 0
P_cost | 3 | 31 | 11 | 0
P_cost | 3 | 31 | 12 | 0
P_cost | 3 | 31 | 13 | 0
P_cost | 3 | 31 | 14 | 0
P_cost | 3 | 31 | 15 | 0
P_cost | 3 | 31 | 16 | 0
P_cost | 3 | 31 | 17 | 0
P_cost | 3 | 31 | 18 | 0
P_cost | 3 | 31 | 19 | 0
P_cost | 3 | 31 | 20 | 0
P_cost | 3 | 31 | 21 | 0
P_cost | 3 | 31 | 22 | 0
P_cost | 3 | 31 | 23 | 0
P_cost | 3 | 31 | 24 | 0
P_cost | 3 | 32 | 1 | 0
P_cost | 3 | 32 | 2 | 0
P_cost | 3 | 32 | 3 | 0
P_cost | 3 | 32 | 4 | 0
P_cost | 3 | 32 | 5 | 0
P_cost | 3 | 32 | 6 | 0
P_cost | 3 | 32 | 7 | 0
P_cost | 3 | 32 | 8 | 0
P_cost | 3 | 32 | 9 | 0
P_cost | 3 | 32 | 10 | 0
P_cost | 3 | 32 | 11 | 0
P_cost | 3 | 32 | 12 | 0
P_cost | 3 | 32 | 13 | 0
P_cost | 3 | 32 | 14 | 0
P_cost | 3 | 32 | 15 | 0
P_cost | 3 | 32 | 16 | 0
P_cost | 3 | 32 | 17 | 0
P_cost | 3 | 32 | 18 | 0
P_cost | 3 | 32 | 19 | 0
P_cost | 3 | 32 | 20 | 0
P_cost | 3 | 32 | 21 | 0
P_cost | 3 | 32 | 22 | 0
P_cost | 3 | 32 | 23 | 0
P_cost | 3 | 32 | 24 | 0
P_cost | 3 | 33 | 1 | 0
P_cost | 3 | 33 | 2 | 0
P_cost | 3 | 33 | 3 | 0
P_cost | 3 | 33 | 4 | 0
P_cost | 3 | 33 | 5 | 0
P_cost | 3 | 33 | 6 | 0
P_cost | 3 | 33 | 7 | 0
P_cost | 3 | 33 | 8 | 0
P_cost | 3 | 33 | 9 | 0
P_cost | 3 | 33 | 10 | 0
P_cost | 3 | 33 | 11 | 0
P_cost | 3 | 33 | 12 | 0
P_cost | 3 | 33 | 13 | 0
P_cost | 3 | 33 | 14 | 0
P_cost | 3 | 33 | 15 | 0
P_cost | 3 | 33 | 16 | 0
P_cost | 3 | 33 | 17 | 0
P_cost | 3 | 33 | 18 | 0
P_cost | 3 | 33 | 19 | 0
P_cost | 3 | 33 | 20 | 0
P_cost | 3 | 33 | 21 | 0
P_cost | 3 | 33 | 22 | 0
P_cost | 3 | 33 | 23 | 0
P_cost | 3 | 33 | 24 | 0

## P_line_loss
Variable_name | Index: Lines | Index: Times | Value
P_line_loss | 1 | 1 | 0.0069268
P_line_loss | 1 | 2 | 0.0069684
P_line_loss | 1 | 3 | 0.0062798
P_line_loss | 1 | 4 | 0.0073167
P_line_loss | 1 | 5 | 0.0058849
P_line_loss | 1 | 6 | 0.0058153
P_line_loss | 1 | 7 | 0.0061769
P_line_loss | 1 | 8 | 0.0065765
P_line_loss | 1 | 9 | 0.0066336
P_line_loss | 1 | 10 | 0.0059774
P_line_loss | 1 | 11 | 0.0056262
P_line_loss | 1 | 12 | 0.004596
P_line_loss | 1 | 13 | 0.0041753
P_line_loss | 1 | 14 | 0.0046304
P_line_loss | 1 | 15 | 0.005844
P_line_loss | 1 | 16 | 0.00609
P_line_loss | 1 | 17 | 0.0065783
P_line_loss | 1 | 18 | 0.0081388
P_line_loss | 1 | 19 | 0.0098683
P_line_loss | 1 | 20 | 0.010284
P_line_loss | 1 | 21 | 0.010209
P_line_loss | 1 | 22 | 0.010636
P_line_loss | 1 | 23 | 0.01011
P_line_loss | 1 | 24 | 0.0082604
P_line_loss | 2 | 1 | 0.013057
P_line_loss | 2 | 2 | 0.013135
P_line_loss | 2 | 3 | 0.011843
P_line_loss | 2 | 4 | 0.013788
P_line_loss | 2 | 5 | 0.011102
P_line_loss | 2 | 6 | 0.01138
P_line_loss | 2 | 7 | 0.011899
P_line_loss | 2 | 8 | 0.012564
P_line_loss | 2 | 9 | 0.012925
P_line_loss | 2 | 10 | 0.011633
P_line_loss | 2 | 11 | 0.01194
P_line_loss | 2 | 12 | 0.010265
P_line_loss | 2 | 13 | 0.0099181
P_line_loss | 2 | 14 | 0.010702
P_line_loss | 2 | 15 | 0.014014
P_line_loss | 2 | 16 | 0.013353
P_line_loss | 2 | 17 | 0.013714
P_line_loss | 2 | 18 | 0.016366
P_line_loss | 2 | 19 | 0.019664
P_line_loss | 2 | 20 | 0.01934
P_line_loss | 2 | 21 | 0.019201
P_line_loss | 2 | 22 | 0.019998
P_line_loss | 2 | 23 | 0.019016
P_line_loss | 2 | 24 | 0.015556
P_line_loss | 3 | 1 | 0.00066004
P_line_loss | 3 | 2 | 0.00066393
P_line_loss | 3 | 3 | 0.00059943
P_line_loss | 3 | 4 | 0.00069649
P_line_loss | 3 | 5 | 0.00056236
P_line_loss | 3 | 6 | 0.00057629
P_line_loss | 3 | 7 | 0.00062457
P_line_loss | 3 | 8 | 0.00072875
P_line_loss | 3 | 9 | 0.00089648
P_line_loss | 3 | 10 | 0.0010167
P_line_loss | 3 | 11 | 0.0011139
P_line_loss | 3 | 12 | 0.0010902
P_line_loss | 3 | 13 | 0.0010635
P_line_loss | 3 | 14 | 0.0010503
P_line_loss | 3 | 15 | 0.0010938
P_line_loss | 3 | 16 | 0.00099944
P_line_loss | 3 | 17 | 0.00099526
P_line_loss | 3 | 18 | 0.0010135
P_line_loss | 3 | 19 | 0.00098809
P_line_loss | 3 | 20 | 0.00097207
P_line_loss | 3 | 21 | 0.00096517
P_line_loss | 3 | 22 | 0.0010046
P_line_loss | 3 | 23 | 0.00095602
P_line_loss | 3 | 24 | 0.00078447
P_line_loss | 4 | 1 | 0.00043293
P_line_loss | 4 | 2 | 0.00043549
P_line_loss | 4 | 3 | 0.00039315
P_line_loss | 4 | 4 | 0.00045685
P_line_loss | 4 | 5 | 0.00036882
P_line_loss | 4 | 6 | 0.00037796
P_line_loss | 4 | 7 | 0.00040965
P_line_loss | 4 | 8 | 0.00047803
P_line_loss | 4 | 9 | 0.00058816
P_line_loss | 4 | 10 | 0.00066708
P_line_loss | 4 | 11 | 0.00073093
P_line_loss | 4 | 12 | 0.00071539
P_line_loss | 4 | 13 | 0.00069784
P_line_loss | 4 | 14 | 0.00068917
P_line_loss | 4 | 15 | 0.00071775
P_line_loss | 4 | 16 | 0.00065577
P_line_loss | 4 | 17 | 0.00065302
P_line_loss | 4 | 18 | 0.00066501
P_line_loss | 4 | 19 | 0.00064832
P_line_loss | 4 | 20 | 0.0006378
P_line_loss | 4 | 21 | 0.00063327
P_line_loss | 4 | 22 | 0.00065915
P_line_loss | 4 | 23 | 0.00062726
P_line_loss | 4 | 24 | 0.00051461
P_line_loss | 5 | 1 | 0.00071668
P_line_loss | 5 | 2 | 0.00072091
P_line_loss | 5 | 3 | 0.0006508
P_line_loss | 5 | 4 | 0.0007563
P_line_loss | 5 | 5 | 0.00061051
P_line_loss | 5 | 6 | 0.00062565
P_line_loss | 5 | 7 | 0.00067812
P_line_loss | 5 | 8 | 0.00079137
P_line_loss | 5 | 9 | 0.00097375
P_line_loss | 5 | 10 | 0.0011045
P_line_loss | 5 | 11 | 0.0012102
P_line_loss | 5 | 12 | 0.0011845
P_line_loss | 5 | 13 | 0.0011554
P_line_loss | 5 | 14 | 0.0011411
P_line_loss | 5 | 15 | 0.0011884
P_line_loss | 5 | 16 | 0.0010857
P_line_loss | 5 | 17 | 0.0010812
P_line_loss | 5 | 18 | 0.0011011
P_line_loss | 5 | 19 | 0.0010734
P_line_loss | 5 | 20 | 0.001056
P_line_loss | 5 | 21 | 0.0010485
P_line_loss | 5 | 22 | 0.0010913
P_line_loss | 5 | 23 | 0.0010385
P_line_loss | 5 | 24 | 0.00085195
P_line_loss | 6 | 1 | 3.5664e-05
P_line_loss | 6 | 2 | 3.5874e-05
P_line_loss | 6 | 3 | 3.2385e-05
P_line_loss | 6 | 4 | 3.7635e-05
P_line_loss | 6 | 5 | 3.038e-05
P_line_loss | 6 | 6 | 3.1134e-05
P_line_loss | 6 | 7 | 3.3745e-05
P_line_loss | 6 | 8 | 3.9381e-05
P_line_loss | 6 | 9 | 4.8457e-05
P_line_loss | 6 | 10 | 5.4963e-05
P_line_loss | 6 | 11 | 6.0227e-05
P_line_loss | 6 | 12 | 5.8945e-05
P_line_loss | 6 | 13 | 5.7499e-05
P_line_loss | 6 | 14 | 5.6784e-05
P_line_loss | 6 | 15 | 5.914e-05
P_line_loss | 6 | 16 | 5.403e-05
P_line_loss | 6 | 17 | 5.3804e-05
P_line_loss | 6 | 18 | 5.4793e-05
P_line_loss | 6 | 19 | 5.3416e-05
P_line_loss | 6 | 20 | 5.2549e-05
P_line_loss | 6 | 21 | 5.2176e-05
P_line_loss | 6 | 22 | 5.4309e-05
P_line_loss | 6 | 23 | 5.1681e-05
P_line_loss | 6 | 24 | 4.2396e-05
P_line_loss | 7 | 1 | 0
P_line_loss | 7 | 2 | 0
P_line_loss | 7 | 3 | 0
P_line_loss | 7 | 4 | 0
P_line_loss | 7 | 5 | 0
P_line_loss | 7 | 6 | 0
P_line_loss | 7 | 7 | 0
P_line_loss | 7 | 8 | 0
P_line_loss | 7 | 9 | 0
P_line_loss | 7 | 10 | 0
P_line_loss | 7 | 11 | 0
P_line_loss | 7 | 12 | 0
P_line_loss | 7 | 13 | 0
P_line_loss | 7 | 14 | 0
P_line_loss | 7 | 15 | 0
P_line_loss | 7 | 16 | 0
P_line_loss | 7 | 17 | 0
P_line_loss | 7 | 18 | 0
P_line_loss | 7 | 19 | 0
P_line_loss | 7 | 20 | 0
P_line_loss | 7 | 21 | 0
P_line_loss | 7 | 22 | 0
P_line_loss | 7 | 23 | 0
P_line_loss | 7 | 24 | 0
P_line_loss | 8 | 1 | 0.0017961
P_line_loss | 8 | 2 | 0.0018072
P_line_loss | 8 | 3 | 0.0016244
P_line_loss | 8 | 4 | 0.0018999
P_line_loss | 8 | 5 | 0.0015199
P_line_loss | 8 | 6 | 0.0011966
P_line_loss | 8 | 7 | 0.0013154
P_line_loss | 8 | 8 | 0.0012155
P_line_loss | 8 | 9 | 0.00068334
P_line_loss | 8 | 10 | 0.00032921
P_line_loss | 8 | 11 | 0.00029603
P_line_loss | 8 | 12 | 0.00071164
P_line_loss | 8 | 13 | 0.0012299
P_line_loss | 8 | 14 | 0.00074239
P_line_loss | 8 | 15 | 0.00053051
P_line_loss | 8 | 16 | 0.00022105
P_line_loss | 8 | 17 | 0.00031275
P_line_loss | 8 | 18 | 0.00085051
P_line_loss | 8 | 19 | 0.0017969
P_line_loss | 8 | 20 | 0.0026972
P_line_loss | 8 | 21 | 0.002677
P_line_loss | 8 | 22 | 0.0027926
P_line_loss | 8 | 23 | 0.0026502
P_line_loss | 8 | 24 | 0.0021521
P_line_loss | 9 | 1 | 0
P_line_loss | 9 | 2 | 0
P_line_loss | 9 | 3 | 0
P_line_loss | 9 | 4 | 0
P_line_loss | 9 | 5 | 0
P_line_loss | 9 | 6 | 0
P_line_loss | 9 | 7 | 0
P_line_loss | 9 | 8 | 0
P_line_loss | 9 | 9 | 0
P_line_loss | 9 | 10 | 0
P_line_loss | 9 | 11 | 0
P_line_loss | 9 | 12 | 0
P_line_loss | 9 | 13 | 0
P_line_loss | 9 | 14 | 0
P_line_loss | 9 | 15 | 0
P_line_loss | 9 | 16 | 0
P_line_loss | 9 | 17 | 0
P_line_loss | 9 | 18 | 0
P_line_loss | 9 | 19 | 0
P_line_loss | 9 | 20 | 0
P_line_loss | 9 | 21 | 0
P_line_loss | 9 | 22 | 0
P_line_loss | 9 | 23 | 0
P_line_loss | 9 | 24 | 0
P_line_loss | 10 | 1 | 3.1038e-06
P_line_loss | 10 | 2 | 3.1224e-06
P_line_loss | 10 | 3 | 2.8135e-06
P_line_loss | 10 | 4 | 3.2787e-06
P_line_loss | 10 | 5 | 2.6363e-06
P_line_loss | 10 | 6 | 2.6976e-06
P_line_loss | 10 | 7 | 2.9288e-06
P_line_loss | 10 | 8 | 3.4241e-06
P_line_loss | 10 | 9 | 4.2139e-06
P_line_loss | 10 | 10 | 4.7767e-06
P_line_loss | 10 | 11 | 5.2115e-06
P_line_loss | 10 | 12 | 5.0773e-06
P_line_loss | 10 | 13 | 4.9334e-06
P_line_loss | 10 | 14 | 4.8831e-06
P_line_loss | 10 | 15 | 5.089e-06
P_line_loss | 10 | 16 | 4.6702e-06
P_line_loss | 10 | 17 | 4.6659e-06
P_line_loss | 10 | 18 | 4.7739e-06
P_line_loss | 10 | 19 | 4.6695e-06
P_line_loss | 10 | 20 | 4.6108e-06
P_line_loss | 10 | 21 | 4.5773e-06
P_line_loss | 10 | 22 | 4.769e-06
P_line_loss | 10 | 23 | 4.5328e-06
P_line_loss | 10 | 24 | 3.7023e-06
P_line_loss | 11 | 1 | 1.9984e-05
P_line_loss | 11 | 2 | 2.0105e-05
P_line_loss | 11 | 3 | 1.8115e-05
P_line_loss | 11 | 4 | 2.1111e-05
P_line_loss | 11 | 5 | 1.6975e-05
P_line_loss | 11 | 6 | 1.7369e-05
P_line_loss | 11 | 7 | 1.8858e-05
P_line_loss | 11 | 8 | 2.2047e-05
P_line_loss | 11 | 9 | 2.7132e-05
P_line_loss | 11 | 10 | 3.0755e-05
P_line_loss | 11 | 11 | 3.3555e-05
P_line_loss | 11 | 12 | 3.2691e-05
P_line_loss | 11 | 13 | 3.1765e-05
P_line_loss | 11 | 14 | 3.1441e-05
P_line_loss | 11 | 15 | 3.2766e-05
P_line_loss | 11 | 16 | 3.007e-05
P_line_loss | 11 | 17 | 3.0042e-05
P_line_loss | 11 | 18 | 3.0737e-05
P_line_loss | 11 | 19 | 3.0065e-05
P_line_loss | 11 | 20 | 2.9688e-05
P_line_loss | 11 | 21 | 2.9472e-05
P_line_loss | 11 | 22 | 3.0706e-05
P_line_loss | 11 | 23 | 2.9185e-05
P_line_loss | 11 | 24 | 2.3838e-05
P_line_loss | 12 | 1 | 0.00026549
P_line_loss | 12 | 2 | 0.00026709
P_line_loss | 12 | 3 | 0.00024061
P_line_loss | 12 | 4 | 0.00028049
P_line_loss | 12 | 5 | 0.00022543
P_line_loss | 12 | 6 | 0.00023068
P_line_loss | 12 | 7 | 0.00025049
P_line_loss | 12 | 8 | 0.00029296
P_line_loss | 12 | 9 | 0.00036072
P_line_loss | 12 | 10 | 0.00040902
P_line_loss | 12 | 11 | 0.00044635
P_line_loss | 12 | 12 | 0.00043482
P_line_loss | 12 | 13 | 0.00042246
P_line_loss | 12 | 14 | 0.00041814
P_line_loss | 12 | 15 | 0.00043583
P_line_loss | 12 | 16 | 0.00039987
P_line_loss | 12 | 17 | 0.00039951
P_line_loss | 12 | 18 | 0.00040878
P_line_loss | 12 | 19 | 0.00039983
P_line_loss | 12 | 20 | 0.0003948
P_line_loss | 12 | 21 | 0.00039192
P_line_loss | 12 | 22 | 0.00040838
P_line_loss | 12 | 23 | 0.0003881
P_line_loss | 12 | 24 | 0.00031682
P_line_loss | 13 | 1 | 4.4673e-05
P_line_loss | 13 | 2 | 4.4942e-05
P_line_loss | 13 | 3 | 4.0485e-05
P_line_loss | 13 | 4 | 4.7197e-05
P_line_loss | 13 | 5 | 3.793e-05
P_line_loss | 13 | 6 | 3.8813e-05
P_line_loss | 13 | 7 | 4.2149e-05
P_line_loss | 13 | 8 | 4.9295e-05
P_line_loss | 13 | 9 | 6.07e-05
P_line_loss | 13 | 10 | 6.883e-05
P_line_loss | 13 | 11 | 7.5115e-05
P_line_loss | 13 | 12 | 7.3173e-05
P_line_loss | 13 | 13 | 7.1093e-05
P_line_loss | 13 | 14 | 7.0365e-05
P_line_loss | 13 | 15 | 7.3343e-05
P_line_loss | 13 | 16 | 6.729e-05
P_line_loss | 13 | 17 | 6.7229e-05
P_line_loss | 13 | 18 | 6.8791e-05
P_line_loss | 13 | 19 | 6.7283e-05
P_line_loss | 13 | 20 | 6.6436e-05
P_line_loss | 13 | 21 | 6.5952e-05
P_line_loss | 13 | 22 | 6.8722e-05
P_line_loss | 13 | 23 | 6.5309e-05
P_line_loss | 13 | 24 | 5.3312e-05
P_line_loss | 14 | 1 | 0
P_line_loss | 14 | 2 | 0
P_line_loss | 14 | 3 | 0
P_line_loss | 14 | 4 | 0
P_line_loss | 14 | 5 | 0
P_line_loss | 14 | 6 | 0
P_line_loss | 14 | 7 | 0
P_line_loss | 14 | 8 | 0
P_line_loss | 14 | 9 | 0
P_line_loss | 14 | 10 | 0
P_line_loss | 14 | 11 | 0
P_line_loss | 14 | 12 | 0
P_line_loss | 14 | 13 | 0
P_line_loss | 14 | 14 | 0
P_line_loss | 14 | 15 | 0
P_line_loss | 14 | 16 | 0
P_line_loss | 14 | 17 | 0
P_line_loss | 14 | 18 | 0
P_line_loss | 14 | 19 | 0
P_line_loss | 14 | 20 | 0
P_line_loss | 14 | 21 | 0
P_line_loss | 14 | 22 | 0
P_line_loss | 14 | 23 | 0
P_line_loss | 14 | 24 | 0
P_line_loss | 15 | 1 | 0.00086328
P_line_loss | 15 | 2 | 0.00086862
P_line_loss | 15 | 3 | 0.00078053
P_line_loss | 15 | 4 | 0.00091332
P_line_loss | 15 | 5 | 0.00073019
P_line_loss | 15 | 6 | 0.00054202
P_line_loss | 15 | 7 | 0.00059747
P_line_loss | 15 | 8 | 0.00052087
P_line_loss | 15 | 9 | 0.000239
P_line_loss | 15 | 10 | 0.0001348
P_line_loss | 15 | 11 | 0.000357
P_line_loss | 15 | 12 | 0.00086364
P_line_loss | 15 | 13 | 0.0013699
P_line_loss | 15 | 14 | 0.00089098
P_line_loss | 15 | 15 | 0.00066664
P_line_loss | 15 | 16 | 0.00019814
P_line_loss | 15 | 17 | 0.00013147
P_line_loss | 15 | 18 | 0.00030379
P_line_loss | 15 | 19 | 0.00078539
P_line_loss | 15 | 20 | 0.001298
P_line_loss | 15 | 21 | 0.0012882
P_line_loss | 15 | 22 | 0.0013441
P_line_loss | 15 | 23 | 0.0012753
P_line_loss | 15 | 24 | 0.0010349
P_line_loss | 16 | 1 | 0.0011595
P_line_loss | 16 | 2 | 0.0011667
P_line_loss | 16 | 3 | 0.0010482
P_line_loss | 16 | 4 | 0.0012268
P_line_loss | 16 | 5 | 0.00098058
P_line_loss | 16 | 6 | 0.00069701
P_line_loss | 16 | 7 | 0.00076986
P_line_loss | 16 | 8 | 0.00064212
P_line_loss | 16 | 9 | 0.00025916
P_line_loss | 16 | 10 | 0.0002213
P_line_loss | 16 | 11 | 0.0008259
P_line_loss | 16 | 12 | 0.0018763
P_line_loss | 16 | 13 | 0.002861
P_line_loss | 16 | 14 | 0.0019247
P_line_loss | 16 | 15 | 0.0014795
P_line_loss | 16 | 16 | 0.00045204
P_line_loss | 16 | 17 | 0.00022121
P_line_loss | 16 | 18 | 0.0003312
P_line_loss | 16 | 19 | 0.00098256
P_line_loss | 16 | 20 | 0.0017442
P_line_loss | 16 | 21 | 0.001731
P_line_loss | 16 | 22 | 0.0018062
P_line_loss | 16 | 23 | 0.0017136
P_line_loss | 16 | 24 | 0.0013903
P_line_loss | 17 | 1 | 0.00049337
P_line_loss | 17 | 2 | 0.00049642
P_line_loss | 17 | 3 | 0.00044601
P_line_loss | 17 | 4 | 0.00052201
P_line_loss | 17 | 5 | 0.00041721
P_line_loss | 17 | 6 | 0.00028024
P_line_loss | 17 | 7 | 0.00031033
P_line_loss | 17 | 8 | 0.00024418
P_line_loss | 17 | 9 | 9.1769e-05
P_line_loss | 17 | 10 | 0.0001551
P_line_loss | 17 | 11 | 0.00062656
P_line_loss | 17 | 12 | 0.0013209
P_line_loss | 17 | 13 | 0.001941
P_line_loss | 17 | 14 | 0.0013476
P_line_loss | 17 | 15 | 0.0010638
P_line_loss | 17 | 16 | 0.00035397
P_line_loss | 17 | 17 | 0.00015741
P_line_loss | 17 | 18 | 0.0001143
P_line_loss | 17 | 19 | 0.00038079
P_line_loss | 17 | 20 | 0.00074231
P_line_loss | 17 | 21 | 0.00073672
P_line_loss | 17 | 22 | 0.00076872
P_line_loss | 17 | 23 | 0.00072931
P_line_loss | 17 | 24 | 0.00059164
P_line_loss | 18 | 1 | 0.0018154
P_line_loss | 18 | 2 | 0.0018264
P_line_loss | 18 | 3 | 0.0016445
P_line_loss | 18 | 4 | 0.0019185
P_line_loss | 18 | 5 | 0.0015402
P_line_loss | 18 | 6 | 0.0014274
P_line_loss | 18 | 7 | 0.0015564
P_line_loss | 18 | 8 | 0.0016738
P_line_loss | 18 | 9 | 0.0016161
P_line_loss | 18 | 10 | 0.0014462
P_line_loss | 18 | 11 | 0.0011351
P_line_loss | 18 | 12 | 0.0008181
P_line_loss | 18 | 13 | 0.0006411
P_line_loss | 18 | 14 | 0.00076498
P_line_loss | 18 | 15 | 0.0009041
P_line_loss | 18 | 16 | 0.0011627
P_line_loss | 18 | 17 | 0.001401
P_line_loss | 18 | 18 | 0.0018793
P_line_loss | 18 | 19 | 0.0023447
P_line_loss | 18 | 20 | 0.0027055
P_line_loss | 18 | 21 | 0.0026857
P_line_loss | 18 | 22 | 0.0027992
P_line_loss | 18 | 23 | 0.0026594
P_line_loss | 18 | 24 | 0.0021683
P_line_loss | 19 | 1 | 0.014802
P_line_loss | 19 | 2 | 0.014892
P_line_loss | 19 | 3 | 0.013406
P_line_loss | 19 | 4 | 0.015645
P_line_loss | 19 | 5 | 0.012555
P_line_loss | 19 | 6 | 0.011563
P_line_loss | 19 | 7 | 0.012614
P_line_loss | 19 | 8 | 0.013496
P_line_loss | 19 | 9 | 0.012817
P_line_loss | 19 | 10 | 0.011269
P_line_loss | 19 | 11 | 0.0086141
P_line_loss | 19 | 12 | 0.0060642
P_line_loss | 19 | 13 | 0.0046924
P_line_loss | 19 | 14 | 0.0056588
P_line_loss | 19 | 15 | 0.0067503
P_line_loss | 19 | 16 | 0.008918
P_line_loss | 19 | 17 | 0.010909
P_line_loss | 19 | 18 | 0.014938
P_line_loss | 19 | 19 | 0.018951
P_line_loss | 19 | 20 | 0.022082
P_line_loss | 19 | 21 | 0.02192
P_line_loss | 19 | 22 | 0.022849
P_line_loss | 19 | 23 | 0.021704
P_line_loss | 19 | 24 | 0.017688
P_line_loss | 20 | 1 | 0.003549
P_line_loss | 20 | 2 | 0.0035706
P_line_loss | 20 | 3 | 0.0032138
P_line_loss | 20 | 4 | 0.0037514
P_line_loss | 20 | 5 | 0.0030094
P_line_loss | 20 | 6 | 0.0027524
P_line_loss | 20 | 7 | 0.0030036
P_line_loss | 20 | 8 | 0.0031944
P_line_loss | 20 | 9 | 0.0029762
P_line_loss | 20 | 10 | 0.0025634
P_line_loss | 20 | 11 | 0.0019007
P_line_loss | 20 | 12 | 0.0013049
P_line_loss | 20 | 13 | 0.00099995
P_line_loss | 20 | 14 | 0.0012153
P_line_loss | 20 | 15 | 0.0014631
P_line_loss | 20 | 16 | 0.001992
P_line_loss | 20 | 17 | 0.0024795
P_line_loss | 20 | 18 | 0.0034769
P_line_loss | 20 | 19 | 0.0044964
P_line_loss | 20 | 20 | 0.0052981
P_line_loss | 20 | 21 | 0.005259
P_line_loss | 20 | 22 | 0.0054824
P_line_loss | 20 | 23 | 0.0052072
P_line_loss | 20 | 24 | 0.004242
P_line_loss | 21 | 1 | 0.00069016
P_line_loss | 21 | 2 | 0.0006943
P_line_loss | 21 | 3 | 0.00062562
P_line_loss | 21 | 4 | 0.00072904
P_line_loss | 21 | 5 | 0.00058624
P_line_loss | 21 | 6 | 0.00059986
P_line_loss | 21 | 7 | 0.00065126
P_line_loss | 21 | 8 | 0.00076136
P_line_loss | 21 | 9 | 0.00093692
P_line_loss | 21 | 10 | 0.001062
P_line_loss | 21 | 11 | 0.0011586
P_line_loss | 21 | 12 | 0.0011288
P_line_loss | 21 | 13 | 0.0010968
P_line_loss | 21 | 14 | 0.0010856
P_line_loss | 21 | 15 | 0.0011314
P_line_loss | 21 | 16 | 0.0010383
P_line_loss | 21 | 17 | 0.0010374
P_line_loss | 21 | 18 | 0.0010614
P_line_loss | 21 | 19 | 0.0010382
P_line_loss | 21 | 20 | 0.0010251
P_line_loss | 21 | 21 | 0.0010177
P_line_loss | 21 | 22 | 0.0010603
P_line_loss | 21 | 23 | 0.0010078
P_line_loss | 21 | 24 | 0.00082319
P_line_loss | 22 | 1 | 0.0060033
P_line_loss | 22 | 2 | 0.0060394
P_line_loss | 22 | 3 | 0.0054424
P_line_loss | 22 | 4 | 0.0063413
P_line_loss | 22 | 5 | 0.0051
P_line_loss | 22 | 6 | 0.0052286
P_line_loss | 22 | 7 | 0.0053994
P_line_loss | 22 | 8 | 0.0055066
P_line_loss | 22 | 9 | 0.0053334
P_line_loss | 22 | 10 | 0.0045029
P_line_loss | 22 | 11 | 0.0045674
P_line_loss | 22 | 12 | 0.003886
P_line_loss | 22 | 13 | 0.0037549
P_line_loss | 22 | 14 | 0.0040668
P_line_loss | 22 | 15 | 0.0055806
P_line_loss | 22 | 16 | 0.0053816
P_line_loss | 22 | 17 | 0.0055791
P_line_loss | 22 | 18 | 0.0070156
P_line_loss | 22 | 19 | 0.0090643
P_line_loss | 22 | 20 | 0.008914
P_line_loss | 22 | 21 | 0.0088493
P_line_loss | 22 | 22 | 0.0092193
P_line_loss | 22 | 23 | 0.0087634
P_line_loss | 22 | 24 | 0.0071596
P_line_loss | 23 | 1 | 0.010694
P_line_loss | 23 | 2 | 0.010758
P_line_loss | 23 | 3 | 0.0096936
P_line_loss | 23 | 4 | 0.011296
P_line_loss | 23 | 5 | 0.0090832
P_line_loss | 23 | 6 | 0.0093125
P_line_loss | 23 | 7 | 0.0095941
P_line_loss | 23 | 8 | 0.0097213
P_line_loss | 23 | 9 | 0.0093157
P_line_loss | 23 | 10 | 0.0078013
P_line_loss | 23 | 11 | 0.0079134
P_line_loss | 23 | 12 | 0.0067651
P_line_loss | 23 | 13 | 0.006541
P_line_loss | 23 | 14 | 0.007053
P_line_loss | 23 | 15 | 0.0096957
P_line_loss | 23 | 16 | 0.0093653
P_line_loss | 23 | 17 | 0.0097227
P_line_loss | 23 | 18 | 0.012335
P_line_loss | 23 | 19 | 0.016154
P_line_loss | 23 | 20 | 0.015886
P_line_loss | 23 | 21 | 0.01577
P_line_loss | 23 | 22 | 0.01643
P_line_loss | 23 | 23 | 0.015617
P_line_loss | 23 | 24 | 0.012756
P_line_loss | 24 | 1 | 0.0059611
P_line_loss | 24 | 2 | 0.005997
P_line_loss | 24 | 3 | 0.0054021
P_line_loss | 24 | 4 | 0.006298
P_line_loss | 24 | 5 | 0.0050611
P_line_loss | 24 | 6 | 0.0051892
P_line_loss | 24 | 7 | 0.0052816
P_line_loss | 24 | 8 | 0.0051871
P_line_loss | 24 | 9 | 0.0047905
P_line_loss | 24 | 10 | 0.0041392
P_line_loss | 24 | 11 | 0.0043458
P_line_loss | 24 | 12 | 0.0041302
P_line_loss | 24 | 13 | 0.0040319
P_line_loss | 24 | 14 | 0.004011
P_line_loss | 24 | 15 | 0.0049916
P_line_loss | 24 | 16 | 0.004804
P_line_loss | 24 | 17 | 0.0049864
P_line_loss | 24 | 18 | 0.0064692
P_line_loss | 24 | 19 | 0.0090163
P_line_loss | 24 | 20 | 0.0088661
P_line_loss | 24 | 21 | 0.0088014
P_line_loss | 24 | 22 | 0.0091712
P_line_loss | 24 | 23 | 0.0087156
P_line_loss | 24 | 24 | 0.0071142
P_line_loss | 25 | 1 | 2.885e-05
P_line_loss | 25 | 2 | 2.902e-05
P_line_loss | 25 | 3 | 2.6198e-05
P_line_loss | 25 | 4 | 3.0445e-05
P_line_loss | 25 | 5 | 2.4576e-05
P_line_loss | 25 | 6 | 2.5186e-05
P_line_loss | 25 | 7 | 2.7298e-05
P_line_loss | 25 | 8 | 3.1857e-05
P_line_loss | 25 | 9 | 3.92e-05
P_line_loss | 25 | 10 | 4.4462e-05
P_line_loss | 25 | 11 | 4.872e-05
P_line_loss | 25 | 12 | 4.7684e-05
P_line_loss | 25 | 13 | 4.6514e-05
P_line_loss | 25 | 14 | 4.5936e-05
P_line_loss | 25 | 15 | 4.7842e-05
P_line_loss | 25 | 16 | 4.3708e-05
P_line_loss | 25 | 17 | 4.3525e-05
P_line_loss | 25 | 18 | 4.4325e-05
P_line_loss | 25 | 19 | 4.3211e-05
P_line_loss | 25 | 20 | 4.251e-05
P_line_loss | 25 | 21 | 4.2208e-05
P_line_loss | 25 | 22 | 4.3934e-05
P_line_loss | 25 | 23 | 4.1807e-05
P_line_loss | 25 | 24 | 3.4296e-05
P_line_loss | 26 | 1 | 1.7791e-05
P_line_loss | 26 | 2 | 1.7896e-05
P_line_loss | 26 | 3 | 1.6155e-05
P_line_loss | 26 | 4 | 1.8774e-05
P_line_loss | 26 | 5 | 1.5155e-05
P_line_loss | 26 | 6 | 1.5531e-05
P_line_loss | 26 | 7 | 1.6833e-05
P_line_loss | 26 | 8 | 1.9645e-05
P_line_loss | 26 | 9 | 2.4174e-05
P_line_loss | 26 | 10 | 2.742e-05
P_line_loss | 26 | 11 | 3.0046e-05
P_line_loss | 26 | 12 | 2.9407e-05
P_line_loss | 26 | 13 | 2.8685e-05
P_line_loss | 26 | 14 | 2.8328e-05
P_line_loss | 26 | 15 | 2.9504e-05
P_line_loss | 26 | 16 | 2.6955e-05
P_line_loss | 26 | 17 | 2.6842e-05
P_line_loss | 26 | 18 | 2.7335e-05
P_line_loss | 26 | 19 | 2.6648e-05
P_line_loss | 26 | 20 | 2.6215e-05
P_line_loss | 26 | 21 | 2.6029e-05
P_line_loss | 26 | 22 | 2.7094e-05
P_line_loss | 26 | 23 | 2.5782e-05
P_line_loss | 26 | 24 | 2.1149e-05
P_line_loss | 27 | 1 | 1.6151e-05
P_line_loss | 27 | 2 | 1.6246e-05
P_line_loss | 27 | 3 | 1.4666e-05
P_line_loss | 27 | 4 | 1.7044e-05
P_line_loss | 27 | 5 | 1.3757e-05
P_line_loss | 27 | 6 | 1.4099e-05
P_line_loss | 27 | 7 | 1.5282e-05
P_line_loss | 27 | 8 | 1.7835e-05
P_line_loss | 27 | 9 | 2.1947e-05
P_line_loss | 27 | 10 | 2.4895e-05
P_line_loss | 27 | 11 | 2.728e-05
P_line_loss | 27 | 12 | 2.6699e-05
P_line_loss | 27 | 13 | 2.6044e-05
P_line_loss | 27 | 14 | 2.572e-05
P_line_loss | 27 | 15 | 2.6788e-05
P_line_loss | 27 | 16 | 2.4472e-05
P_line_loss | 27 | 17 | 2.437e-05
P_line_loss | 27 | 18 | 2.4818e-05
P_line_loss | 27 | 19 | 2.4194e-05
P_line_loss | 27 | 20 | 2.3801e-05
P_line_loss | 27 | 21 | 2.3632e-05
P_line_loss | 27 | 22 | 2.4599e-05
P_line_loss | 27 | 23 | 2.3408e-05
P_line_loss | 27 | 24 | 1.9201e-05
P_line_loss | 28 | 1 | 0
P_line_loss | 28 | 2 | 0
P_line_loss | 28 | 3 | 0
P_line_loss | 28 | 4 | 0
P_line_loss | 28 | 5 | 0
P_line_loss | 28 | 6 | 0
P_line_loss | 28 | 7 | 0
P_line_loss | 28 | 8 | 0
P_line_loss | 28 | 9 | 0
P_line_loss | 28 | 10 | 0
P_line_loss | 28 | 11 | 0
P_line_loss | 28 | 12 | 0
P_line_loss | 28 | 13 | 0
P_line_loss | 28 | 14 | 0
P_line_loss | 28 | 15 | 0
P_line_loss | 28 | 16 | 0
P_line_loss | 28 | 17 | 0
P_line_loss | 28 | 18 | 0
P_line_loss | 28 | 19 | 0
P_line_loss | 28 | 20 | 0
P_line_loss | 28 | 21 | 0
P_line_loss | 28 | 22 | 0
P_line_loss | 28 | 23 | 0
P_line_loss | 28 | 24 | 0
P_line_loss | 29 | 1 | 0.0011551
P_line_loss | 29 | 2 | 0.0011621
P_line_loss | 29 | 3 | 0.0010466
P_line_loss | 29 | 4 | 0.0012205
P_line_loss | 29 | 5 | 0.00098044
P_line_loss | 29 | 6 | 0.0010053
P_line_loss | 29 | 7 | 0.0010101
P_line_loss | 29 | 8 | 0.00099024
P_line_loss | 29 | 9 | 0.001087
P_line_loss | 29 | 10 | 0.0015717
P_line_loss | 29 | 11 | 0.0019401
P_line_loss | 29 | 12 | 0.002451
P_line_loss | 29 | 13 | 0.0024364
P_line_loss | 29 | 14 | 0.002013
P_line_loss | 29 | 15 | 0.0014418
P_line_loss | 29 | 16 | 0.0012619
P_line_loss | 29 | 17 | 0.00123
P_line_loss | 29 | 18 | 0.0012812
P_line_loss | 29 | 19 | 0.0017485
P_line_loss | 29 | 20 | 0.0017193
P_line_loss | 29 | 21 | 0.0017067
P_line_loss | 29 | 22 | 0.0017786
P_line_loss | 29 | 23 | 0.0016901
P_line_loss | 29 | 24 | 0.001379
P_line_loss | 30 | 1 | 0.00010653
P_line_loss | 30 | 2 | 0.00010718
P_line_loss | 30 | 3 | 9.6518e-05
P_line_loss | 30 | 4 | 0.00011257
P_line_loss | 30 | 5 | 9.0411e-05
P_line_loss | 30 | 6 | 9.2704e-05
P_line_loss | 30 | 7 | 0.00010047
P_line_loss | 30 | 8 | 0.00011702
P_line_loss | 30 | 9 | 0.00014314
P_line_loss | 30 | 10 | 0.00016052
P_line_loss | 30 | 11 | 0.0001754
P_line_loss | 30 | 12 | 0.00017031
P_line_loss | 30 | 13 | 0.00016601
P_line_loss | 30 | 14 | 0.00016479
P_line_loss | 30 | 15 | 0.00017407
P_line_loss | 30 | 16 | 0.0001592
P_line_loss | 30 | 17 | 0.00015881
P_line_loss | 30 | 18 | 0.00016336
P_line_loss | 30 | 19 | 0.00016133
P_line_loss | 30 | 20 | 0.00015863
P_line_loss | 30 | 21 | 0.00015747
P_line_loss | 30 | 22 | 0.00016411
P_line_loss | 30 | 23 | 0.00015593
P_line_loss | 30 | 24 | 0.0001272
P_line_loss | 31 | 1 | 0
P_line_loss | 31 | 2 | 0
P_line_loss | 31 | 3 | 0
P_line_loss | 31 | 4 | 0
P_line_loss | 31 | 5 | 0
P_line_loss | 31 | 6 | 0
P_line_loss | 31 | 7 | 0
P_line_loss | 31 | 8 | 0
P_line_loss | 31 | 9 | 0
P_line_loss | 31 | 10 | 0
P_line_loss | 31 | 11 | 0
P_line_loss | 31 | 12 | 0
P_line_loss | 31 | 13 | 0
P_line_loss | 31 | 14 | 0
P_line_loss | 31 | 15 | 0
P_line_loss | 31 | 16 | 0
P_line_loss | 31 | 17 | 0
P_line_loss | 31 | 18 | 0
P_line_loss | 31 | 19 | 0
P_line_loss | 31 | 20 | 0
P_line_loss | 31 | 21 | 0
P_line_loss | 31 | 22 | 0
P_line_loss | 31 | 23 | 0
P_line_loss | 31 | 24 | 0
P_line_loss | 32 | 1 | 7.6839e-05
P_line_loss | 32 | 2 | 7.7315e-05
P_line_loss | 32 | 3 | 6.9459e-05
P_line_loss | 32 | 4 | 8.1302e-05
P_line_loss | 32 | 5 | 6.4971e-05
P_line_loss | 32 | 6 | 6.6041e-05
P_line_loss | 32 | 7 | 7.186e-05
P_line_loss | 32 | 8 | 8.3781e-05
P_line_loss | 32 | 9 | 0.00010157
P_line_loss | 32 | 10 | 0.00011324
P_line_loss | 32 | 11 | 0.00012067
P_line_loss | 32 | 12 | 0.0001153
P_line_loss | 32 | 13 | 0.00011061
P_line_loss | 32 | 14 | 0.00011076
P_line_loss | 32 | 15 | 0.00011628
P_line_loss | 32 | 16 | 0.00010918
P_line_loss | 32 | 17 | 0.00011053
P_line_loss | 32 | 18 | 0.00011554
P_line_loss | 32 | 19 | 0.00011541
P_line_loss | 32 | 20 | 0.00011564
P_line_loss | 32 | 21 | 0.00011477
P_line_loss | 32 | 22 | 0.00011976
P_line_loss | 32 | 23 | 0.00011361
P_line_loss | 32 | 24 | 9.2154e-05
P_line_loss | 33 | 1 | 0.006235
P_line_loss | 33 | 2 | 0.0062732
P_line_loss | 33 | 3 | 0.0056415
P_line_loss | 33 | 4 | 0.0065934
P_line_loss | 33 | 5 | 0.0052802
P_line_loss | 33 | 6 | 0.0044571
P_line_loss | 33 | 7 | 0.004883
P_line_loss | 33 | 8 | 0.0048279
P_line_loss | 33 | 9 | 0.0035102
P_line_loss | 33 | 10 | 0.0022599
P_line_loss | 33 | 11 | 0.0011701
P_line_loss | 33 | 12 | 0.0010006
P_line_loss | 33 | 13 | 0.0013709
P_line_loss | 33 | 14 | 0.00099064
P_line_loss | 33 | 15 | 0.00095408
P_line_loss | 33 | 16 | 0.0013748
P_line_loss | 33 | 17 | 0.002162
P_line_loss | 33 | 18 | 0.0042266
P_line_loss | 33 | 19 | 0.0069713
P_line_loss | 33 | 20 | 0.0093418
P_line_loss | 33 | 21 | 0.0092723
P_line_loss | 33 | 22 | 0.0096702
P_line_loss | 33 | 23 | 0.00918
P_line_loss | 33 | 24 | 0.0074638
P_line_loss | 34 | 1 | 0.002853
P_line_loss | 34 | 2 | 0.0028706
P_line_loss | 34 | 3 | 0.0025797
P_line_loss | 34 | 4 | 0.0030181
P_line_loss | 34 | 5 | 0.0024135
P_line_loss | 34 | 6 | 0.0018469
P_line_loss | 34 | 7 | 0.002033
P_line_loss | 34 | 8 | 0.0018263
P_line_loss | 34 | 9 | 0.0009214
P_line_loss | 34 | 10 | 0.00043134
P_line_loss | 34 | 11 | 0.00069344
P_line_loss | 34 | 12 | 0.0017805
P_line_loss | 34 | 13 | 0.0029661
P_line_loss | 34 | 14 | 0.0018498
P_line_loss | 34 | 15 | 0.0013396
P_line_loss | 34 | 16 | 0.00041423
P_line_loss | 34 | 17 | 0.00041256
P_line_loss | 34 | 18 | 0.0011621
P_line_loss | 34 | 19 | 0.0027264
P_line_loss | 34 | 20 | 0.0042875
P_line_loss | 34 | 21 | 0.0042553
P_line_loss | 34 | 22 | 0.0044396
P_line_loss | 34 | 23 | 0.0042127
P_line_loss | 34 | 24 | 0.0034195
P_line_loss | 35 | 1 | 0.001258
P_line_loss | 35 | 2 | 0.0012656
P_line_loss | 35 | 3 | 0.0011402
P_line_loss | 35 | 4 | 0.001329
P_line_loss | 35 | 5 | 0.0010684
P_line_loss | 35 | 6 | 0.0010932
P_line_loss | 35 | 7 | 0.001187
P_line_loss | 35 | 8 | 0.001388
P_line_loss | 35 | 9 | 0.0017086
P_line_loss | 35 | 10 | 0.0019371
P_line_loss | 35 | 11 | 0.0021137
P_line_loss | 35 | 12 | 0.0020591
P_line_loss | 35 | 13 | 0.0020007
P_line_loss | 35 | 14 | 0.0019803
P_line_loss | 35 | 15 | 0.0020639
P_line_loss | 35 | 16 | 0.0018938
P_line_loss | 35 | 17 | 0.0018921
P_line_loss | 35 | 18 | 0.001936
P_line_loss | 35 | 19 | 0.0018936
P_line_loss | 35 | 20 | 0.0018698
P_line_loss | 35 | 21 | 0.0018562
P_line_loss | 35 | 22 | 0.001934
P_line_loss | 35 | 23 | 0.0018381
P_line_loss | 35 | 24 | 0.0015009
P_line_loss | 36 | 1 | 0.00019258
P_line_loss | 36 | 2 | 0.00019377
P_line_loss | 36 | 3 | 0.00017409
P_line_loss | 36 | 4 | 0.00020376
P_line_loss | 36 | 5 | 0.00016284
P_line_loss | 36 | 6 | 0.00016552
P_line_loss | 36 | 7 | 0.00018011
P_line_loss | 36 | 8 | 0.00020998
P_line_loss | 36 | 9 | 0.00025456
P_line_loss | 36 | 10 | 0.00028379
P_line_loss | 36 | 11 | 0.00030242
P_line_loss | 36 | 12 | 0.00028896
P_line_loss | 36 | 13 | 0.0002772
P_line_loss | 36 | 14 | 0.0002776
P_line_loss | 36 | 15 | 0.00029142
P_line_loss | 36 | 16 | 0.00027362
P_line_loss | 36 | 17 | 0.000277
P_line_loss | 36 | 18 | 0.00028955
P_line_loss | 36 | 19 | 0.00028922
P_line_loss | 36 | 20 | 0.00028981
P_line_loss | 36 | 21 | 0.00028763
P_line_loss | 36 | 22 | 0.00030012
P_line_loss | 36 | 23 | 0.00028473
P_line_loss | 36 | 24 | 0.00023096
P_line_loss | 37 | 1 | 0.00153
P_line_loss | 37 | 2 | 0.0015392
P_line_loss | 37 | 3 | 0.0013863
P_line_loss | 37 | 4 | 0.0016166
P_line_loss | 37 | 5 | 0.0012987
P_line_loss | 37 | 6 | 0.0013316
P_line_loss | 37 | 7 | 0.0013395
P_line_loss | 37 | 8 | 0.0012968
P_line_loss | 37 | 9 | 0.0012959
P_line_loss | 37 | 10 | 0.0015674
P_line_loss | 37 | 11 | 0.0018603
P_line_loss | 37 | 12 | 0.002228
P_line_loss | 37 | 13 | 0.0022086
P_line_loss | 37 | 14 | 0.001884
P_line_loss | 37 | 15 | 0.0015626
P_line_loss | 37 | 16 | 0.0014159
P_line_loss | 37 | 17 | 0.0014148
P_line_loss | 37 | 18 | 0.0016364
P_line_loss | 37 | 19 | 0.0023158
P_line_loss | 37 | 20 | 0.0022771
P_line_loss | 37 | 21 | 0.0022605
P_line_loss | 37 | 22 | 0.0023556
P_line_loss | 37 | 23 | 0.0022384
P_line_loss | 37 | 24 | 0.0018265