## Variable_list
Name | Variable | Expression
V_mag | 1 | 0
V_ang | 1 | 0
V_ang(Deg) | 1 | 0
PGen | 1 | 0
QGen | 1 | 0
Line_Status | 1 | 0
Transfer_bus_Status | 1 | 0
Fictious_flow | 1 | 0
PDem | 0 | 1
QDem | 0 | 1
PDg | 0 | 1
QDg | 0 | 1
FLoad | 0 | 1
P_line_flow_sending | 0 | 1
Q_line_flow_sending | 0 | 1
P_line_flow_receiving | 0 | 1
Q_line_flow_receiving | 0 | 1
S_line_flow_sending | 0 | 1
S_line_flow_receiving | 0 | 1
PV_curtailment_value | 0 | 1
Net_load | 0 | 1
P_gen_MW | 0 | 1
Q_gen_MVar | 0 | 1
V_mag_kv | 0 | 1
V_ang_deg | 0 | 1
P_cost | 0 | 1
P_line_loss | 0 | 1

## V_mag
Variable_name | Index: Buses | Index: Times | Value
V_mag | 1 | 1 | 1
V_mag | 1 | 2 | 1
V_mag | 1 | 3 | 1
V_mag | 1 | 4 | 1
V_mag | 1 | 5 | 1
V_mag | 1 | 6 | 1
V_mag | 1 | 7 | 1
V_mag | 1 | 8 | 1
V_mag | 1 | 9 | 1
V_mag | 1 | 10 | 1
V_mag | 1 | 11 | 1
V_mag | 1 | 12 | 1
V_mag | 1 | 13 | 1
V_mag | 1 | 14 | 1
V_mag | 1 | 15 | 1
V_mag | 1 | 16 | 1
V_mag | 1 | 17 | 1
V_mag | 1 | 18 | 1
V_mag | 1 | 19 | 1
V_mag | 1 | 20 | 1
V_mag | 1 | 21 | 1
V_mag | 1 | 22 | 1
V_mag | 1 | 23 | 1
V_mag | 1 | 24 | 1
V_mag | 2 | 1 | 0.99861
V_mag | 2 | 2 | 0.99866
V_mag | 2 | 3 | 0.99869
V_mag | 2 | 4 | 0.99871
V_mag | 2 | 5 | 0.9987
V_mag | 2 | 6 | 0.99865
V_mag | 2 | 7 | 0.99862
V_mag | 2 | 8 | 0.99874
V_mag | 2 | 9 | 0.99868
V_mag | 2 | 10 | 0.99872
V_mag | 2 | 11 | 0.99866
V_mag | 2 | 12 | 0.99876
V_mag | 2 | 13 | 0.99897
V_mag | 2 | 14 | 0.99878
V_mag | 2 | 15 | 0.99897
V_mag | 2 | 16 | 0.99886
V_mag | 2 | 17 | 0.9987
V_mag | 2 | 18 | 0.99851
V_mag | 2 | 19 | 0.99828
V_mag | 2 | 20 | 0.99821
V_mag | 2 | 21 | 0.99829
V_mag | 2 | 22 | 0.99836
V_mag | 2 | 23 | 0.99847
V_mag | 2 | 24 | 0.9985
V_mag | 3 | 1 | 0.99415
V_mag | 3 | 2 | 0.99431
V_mag | 3 | 3 | 0.99441
V_mag | 3 | 4 | 0.99448
V_mag | 3 | 5 | 0.99447
V_mag | 3 | 6 | 0.99429
V_mag | 3 | 7 | 0.99413
V_mag | 3 | 8 | 0.99442
V_mag | 3 | 9 | 0.99382
V_mag | 3 | 10 | 0.9938
V_mag | 3 | 11 | 0.99363
V_mag | 3 | 12 | 0.99402
V_mag | 3 | 13 | 0.99498
V_mag | 3 | 14 | 0.99415
V_mag | 3 | 15 | 0.99482
V_mag | 3 | 16 | 0.99448
V_mag | 3 | 17 | 0.99402
V_mag | 3 | 18 | 0.99356
V_mag | 3 | 19 | 0.99282
V_mag | 3 | 20 | 0.99262
V_mag | 3 | 21 | 0.99296
V_mag | 3 | 22 | 0.99324
V_mag | 3 | 23 | 0.99364
V_mag | 3 | 24 | 0.99374
V_mag | 4 | 1 | 0.99257
V_mag | 4 | 2 | 0.9928
V_mag | 4 | 3 | 0.99295
V_mag | 4 | 4 | 0.99303
V_mag | 4 | 5 | 0.99302
V_mag | 4 | 6 | 0.99277
V_mag | 4 | 7 | 0.99253
V_mag | 4 | 8 | 0.99283
V_mag | 4 | 9 | 0.99187
V_mag | 4 | 10 | 0.99164
V_mag | 4 | 11 | 0.99134
V_mag | 4 | 12 | 0.99182
V_mag | 4 | 13 | 0.99299
V_mag | 4 | 14 | 0.99195
V_mag | 4 | 15 | 0.99289
V_mag | 4 | 16 | 0.99254
V_mag | 4 | 17 | 0.99212
V_mag | 4 | 18 | 0.99163
V_mag | 4 | 19 | 0.99072
V_mag | 4 | 20 | 0.99048
V_mag | 4 | 21 | 0.99093
V_mag | 4 | 22 | 0.99133
V_mag | 4 | 23 | 0.9919
V_mag | 4 | 24 | 0.99205
V_mag | 5 | 1 | 0.99112
V_mag | 5 | 2 | 0.99142
V_mag | 5 | 3 | 0.9916
V_mag | 5 | 4 | 0.99171
V_mag | 5 | 5 | 0.99169
V_mag | 5 | 6 | 0.99138
V_mag | 5 | 7 | 0.99108
V_mag | 5 | 8 | 0.99142
V_mag | 5 | 9 | 0.99015
V_mag | 5 | 10 | 0.98973
V_mag | 5 | 11 | 0.98934
V_mag | 5 | 12 | 0.98992
V_mag | 5 | 13 | 0.99129
V_mag | 5 | 14 | 0.99005
V_mag | 5 | 15 | 0.99127
V_mag | 5 | 16 | 0.99092
V_mag | 5 | 17 | 0.99051
V_mag | 5 | 18 | 0.98998
V_mag | 5 | 19 | 0.98888
V_mag | 5 | 20 | 0.98857
V_mag | 5 | 21 | 0.98911
V_mag | 5 | 22 | 0.98961
V_mag | 5 | 23 | 0.99033
V_mag | 5 | 24 | 0.99052
V_mag | 6 | 1 | 0.98759
V_mag | 6 | 2 | 0.98803
V_mag | 6 | 3 | 0.98831
V_mag | 6 | 4 | 0.98846
V_mag | 6 | 5 | 0.98844
V_mag | 6 | 6 | 0.98797
V_mag | 6 | 7 | 0.98749
V_mag | 6 | 8 | 0.98781
V_mag | 6 | 9 | 0.98551
V_mag | 6 | 10 | 0.98449
V_mag | 6 | 11 | 0.9838
V_mag | 6 | 12 | 0.98463
V_mag | 6 | 13 | 0.98649
V_mag | 6 | 14 | 0.98475
V_mag | 6 | 15 | 0.98664
V_mag | 6 | 16 | 0.98639
V_mag | 6 | 17 | 0.98621
V_mag | 6 | 18 | 0.98576
V_mag | 6 | 19 | 0.9843
V_mag | 6 | 20 | 0.98389
V_mag | 6 | 21 | 0.98466
V_mag | 6 | 22 | 0.9854
V_mag | 6 | 23 | 0.98647
V_mag | 6 | 24 | 0.98677
V_mag | 7 | 1 | 0.9824
V_mag | 7 | 2 | 0.98324
V_mag | 7 | 3 | 0.98374
V_mag | 7 | 4 | 0.98403
V_mag | 7 | 5 | 0.98392
V_mag | 7 | 6 | 0.98308
V_mag | 7 | 7 | 0.98234
V_mag | 7 | 8 | 0.98311
V_mag | 7 | 9 | 0.98091
V_mag | 7 | 10 | 0.97978
V_mag | 7 | 11 | 0.97848
V_mag | 7 | 12 | 0.97945
V_mag | 7 | 13 | 0.98159
V_mag | 7 | 14 | 0.97949
V_mag | 7 | 15 | 0.9822
V_mag | 7 | 16 | 0.9814
V_mag | 7 | 17 | 0.98049
V_mag | 7 | 18 | 0.97891
V_mag | 7 | 19 | 0.97664
V_mag | 7 | 20 | 0.97595
V_mag | 7 | 21 | 0.97721
V_mag | 7 | 22 | 0.97855
V_mag | 7 | 23 | 0.98045
V_mag | 7 | 24 | 0.9811
V_mag | 8 | 1 | 0.98276
V_mag | 8 | 2 | 0.98358
V_mag | 8 | 3 | 0.98408
V_mag | 8 | 4 | 0.98436
V_mag | 8 | 5 | 0.98425
V_mag | 8 | 6 | 0.98343
V_mag | 8 | 7 | 0.98274
V_mag | 8 | 8 | 0.98362
V_mag | 8 | 9 | 0.9817
V_mag | 8 | 10 | 0.98078
V_mag | 8 | 11 | 0.97953
V_mag | 8 | 12 | 0.9805
V_mag | 8 | 13 | 0.98261
V_mag | 8 | 14 | 0.98054
V_mag | 8 | 15 | 0.98321
V_mag | 8 | 16 | 0.98233
V_mag | 8 | 17 | 0.98126
V_mag | 8 | 18 | 0.97954
V_mag | 8 | 19 | 0.97718
V_mag | 8 | 20 | 0.97646
V_mag | 8 | 21 | 0.97768
V_mag | 8 | 22 | 0.97898
V_mag | 8 | 23 | 0.98084
V_mag | 8 | 24 | 0.98147
V_mag | 9 | 1 | 0.98251
V_mag | 9 | 2 | 0.98334
V_mag | 9 | 3 | 0.98384
V_mag | 9 | 4 | 0.98413
V_mag | 9 | 5 | 0.98402
V_mag | 9 | 6 | 0.98318
V_mag | 9 | 7 | 0.98247
V_mag | 9 | 8 | 0.98331
V_mag | 9 | 9 | 0.98132
V_mag | 9 | 10 | 0.98034
V_mag | 9 | 11 | 0.97906
V_mag | 9 | 12 | 0.98002
V_mag | 9 | 13 | 0.98213
V_mag | 9 | 14 | 0.98006
V_mag | 9 | 15 | 0.98273
V_mag | 9 | 16 | 0.98184
V_mag | 9 | 17 | 0.98078
V_mag | 9 | 18 | 0.97907
V_mag | 9 | 19 | 0.97675
V_mag | 9 | 20 | 0.97605
V_mag | 9 | 21 | 0.9773
V_mag | 9 | 22 | 0.97864
V_mag | 9 | 23 | 0.98054
V_mag | 9 | 24 | 0.98119
V_mag | 10 | 1 | 0.9759
V_mag | 10 | 2 | 0.97716
V_mag | 10 | 3 | 0.97791
V_mag | 10 | 4 | 0.97838
V_mag | 10 | 5 | 0.97814
V_mag | 10 | 6 | 0.97687
V_mag | 10 | 7 | 0.97636
V_mag | 10 | 8 | 0.97967
V_mag | 10 | 9 | 0.98114
V_mag | 10 | 10 | 0.98284
V_mag | 10 | 11 | 0.98137
V_mag | 10 | 12 | 0.98282
V_mag | 10 | 13 | 0.98579
V_mag | 10 | 14 | 0.98303
V_mag | 10 | 15 | 0.98678
V_mag | 10 | 16 | 0.98367
V_mag | 10 | 17 | 0.97934
V_mag | 10 | 18 | 0.97378
V_mag | 10 | 19 | 0.96864
V_mag | 10 | 20 | 0.96692
V_mag | 10 | 21 | 0.96857
V_mag | 10 | 22 | 0.97026
V_mag | 10 | 23 | 0.97291
V_mag | 10 | 24 | 0.97383
V_mag | 11 | 1 | 0.97595
V_mag | 11 | 2 | 0.9772
V_mag | 11 | 3 | 0.97795
V_mag | 11 | 4 | 0.97842
V_mag | 11 | 5 | 0.97818
V_mag | 11 | 6 | 0.97692
V_mag | 11 | 7 | 0.97641
V_mag | 11 | 8 | 0.97972
V_mag | 11 | 9 | 0.98121
V_mag | 11 | 10 | 0.98291
V_mag | 11 | 11 | 0.98145
V_mag | 11 | 12 | 0.98291
V_mag | 11 | 13 | 0.98587
V_mag | 11 | 14 | 0.98311
V_mag | 11 | 15 | 0.98686
V_mag | 11 | 16 | 0.98375
V_mag | 11 | 17 | 0.97943
V_mag | 11 | 18 | 0.97386
V_mag | 11 | 19 | 0.96871
V_mag | 11 | 20 | 0.96699
V_mag | 11 | 21 | 0.96863
V_mag | 11 | 22 | 0.97032
V_mag | 11 | 23 | 0.97296
V_mag | 11 | 24 | 0.97388
V_mag | 12 | 1 | 0.9761
V_mag | 12 | 2 | 0.97735
V_mag | 12 | 3 | 0.97809
V_mag | 12 | 4 | 0.97855
V_mag | 12 | 5 | 0.97832
V_mag | 12 | 6 | 0.97706
V_mag | 12 | 7 | 0.97657
V_mag | 12 | 8 | 0.97991
V_mag | 12 | 9 | 0.98143
V_mag | 12 | 10 | 0.98317
V_mag | 12 | 11 | 0.98173
V_mag | 12 | 12 | 0.98319
V_mag | 12 | 13 | 0.98615
V_mag | 12 | 14 | 0.9834
V_mag | 12 | 15 | 0.98715
V_mag | 12 | 16 | 0.98404
V_mag | 12 | 17 | 0.97971
V_mag | 12 | 18 | 0.97413
V_mag | 12 | 19 | 0.96897
V_mag | 12 | 20 | 0.96723
V_mag | 12 | 21 | 0.96886
V_mag | 12 | 22 | 0.97052
V_mag | 12 | 23 | 0.97314
V_mag | 12 | 24 | 0.97404
V_mag | 13 | 1 | 0.97261
V_mag | 13 | 2 | 0.97406
V_mag | 13 | 3 | 0.97492
V_mag | 13 | 4 | 0.97545
V_mag | 13 | 5 | 0.97517
V_mag | 13 | 6 | 0.97372
V_mag | 13 | 7 | 0.97287
V_mag | 13 | 8 | 0.97563
V_mag | 13 | 9 | 0.97626
V_mag | 13 | 10 | 0.97722
V_mag | 13 | 11 | 0.97532
V_mag | 13 | 12 | 0.97666
V_mag | 13 | 13 | 0.97969
V_mag | 13 | 14 | 0.97679
V_mag | 13 | 15 | 0.98054
V_mag | 13 | 16 | 0.97746
V_mag | 13 | 17 | 0.97318
V_mag | 13 | 18 | 0.96779
V_mag | 13 | 19 | 0.96314
V_mag | 13 | 20 | 0.96168
V_mag | 13 | 21 | 0.96373
V_mag | 13 | 22 | 0.96592
V_mag | 13 | 23 | 0.96907
V_mag | 13 | 24 | 0.97023
V_mag | 14 | 1 | 0.97128
V_mag | 14 | 2 | 0.9728
V_mag | 14 | 3 | 0.9737
V_mag | 14 | 4 | 0.97426
V_mag | 14 | 5 | 0.97397
V_mag | 14 | 6 | 0.97245
V_mag | 14 | 7 | 0.97146
V_mag | 14 | 8 | 0.97399
V_mag | 14 | 9 | 0.97429
V_mag | 14 | 10 | 0.97495
V_mag | 14 | 11 | 0.97287
V_mag | 14 | 12 | 0.97417
V_mag | 14 | 13 | 0.97722
V_mag | 14 | 14 | 0.97427
V_mag | 14 | 15 | 0.97802
V_mag | 14 | 16 | 0.97496
V_mag | 14 | 17 | 0.97069
V_mag | 14 | 18 | 0.96536
V_mag | 14 | 19 | 0.96092
V_mag | 14 | 20 | 0.95956
V_mag | 14 | 21 | 0.96178
V_mag | 14 | 22 | 0.96416
V_mag | 14 | 23 | 0.96751
V_mag | 14 | 24 | 0.96877
V_mag | 15 | 1 | 0.97039
V_mag | 15 | 2 | 0.97196
V_mag | 15 | 3 | 0.97289
V_mag | 15 | 4 | 0.97347
V_mag | 15 | 5 | 0.97317
V_mag | 15 | 6 | 0.97159
V_mag | 15 | 7 | 0.97051
V_mag | 15 | 8 | 0.9729
V_mag | 15 | 9 | 0.97297
V_mag | 15 | 10 | 0.97342
V_mag | 15 | 11 | 0.97123
V_mag | 15 | 12 | 0.9725
V_mag | 15 | 13 | 0.97557
V_mag | 15 | 14 | 0.97257
V_mag | 15 | 15 | 0.97632
V_mag | 15 | 16 | 0.97327
V_mag | 15 | 17 | 0.96901
V_mag | 15 | 18 | 0.96374
V_mag | 15 | 19 | 0.95943
V_mag | 15 | 20 | 0.95814
V_mag | 15 | 21 | 0.96047
V_mag | 15 | 22 | 0.96299
V_mag | 15 | 23 | 0.96647
V_mag | 15 | 24 | 0.9678
V_mag | 16 | 1 | 0.96949
V_mag | 16 | 2 | 0.97111
V_mag | 16 | 3 | 0.97207
V_mag | 16 | 4 | 0.97267
V_mag | 16 | 5 | 0.97235
V_mag | 16 | 6 | 0.97073
V_mag | 16 | 7 | 0.96956
V_mag | 16 | 8 | 0.97179
V_mag | 16 | 9 | 0.97163
V_mag | 16 | 10 | 0.97188
V_mag | 16 | 11 | 0.96957
V_mag | 16 | 12 | 0.97081
V_mag | 16 | 13 | 0.97389
V_mag | 16 | 14 | 0.97086
V_mag | 16 | 15 | 0.97461
V_mag | 16 | 16 | 0.97157
V_mag | 16 | 17 | 0.96732
V_mag | 16 | 18 | 0.96209
V_mag | 16 | 19 | 0.95792
V_mag | 16 | 20 | 0.95671
V_mag | 16 | 21 | 0.95914
V_mag | 16 | 22 | 0.96179
V_mag | 16 | 23 | 0.96542
V_mag | 16 | 24 | 0.96681
V_mag | 17 | 1 | 0.96799
V_mag | 17 | 2 | 0.96969
V_mag | 17 | 3 | 0.9707
V_mag | 17 | 4 | 0.97133
V_mag | 17 | 5 | 0.971
V_mag | 17 | 6 | 0.96929
V_mag | 17 | 7 | 0.96796
V_mag | 17 | 8 | 0.96995
V_mag | 17 | 9 | 0.9694
V_mag | 17 | 10 | 0.96932
V_mag | 17 | 11 | 0.9668
V_mag | 17 | 12 | 0.96799
V_mag | 17 | 13 | 0.97111
V_mag | 17 | 14 | 0.96801
V_mag | 17 | 15 | 0.97176
V_mag | 17 | 16 | 0.96874
V_mag | 17 | 17 | 0.96451
V_mag | 17 | 18 | 0.95936
V_mag | 17 | 19 | 0.95541
V_mag | 17 | 20 | 0.95432
V_mag | 17 | 21 | 0.95693
V_mag | 17 | 22 | 0.95981
V_mag | 17 | 23 | 0.96367
V_mag | 17 | 24 | 0.96517
V_mag | 18 | 1 | 0.96746
V_mag | 18 | 2 | 0.96919
V_mag | 18 | 3 | 0.97022
V_mag | 18 | 4 | 0.97086
V_mag | 18 | 5 | 0.97052
V_mag | 18 | 6 | 0.96878
V_mag | 18 | 7 | 0.96741
V_mag | 18 | 8 | 0.9693
V_mag | 18 | 9 | 0.96862
V_mag | 18 | 10 | 0.96842
V_mag | 18 | 11 | 0.96583
V_mag | 18 | 12 | 0.96701
V_mag | 18 | 13 | 0.97013
V_mag | 18 | 14 | 0.96701
V_mag | 18 | 15 | 0.97076
V_mag | 18 | 16 | 0.96774
V_mag | 18 | 17 | 0.96352
V_mag | 18 | 18 | 0.9584
V_mag | 18 | 19 | 0.95453
V_mag | 18 | 20 | 0.95348
V_mag | 18 | 21 | 0.95616
V_mag | 18 | 22 | 0.95912
V_mag | 18 | 23 | 0.96305
V_mag | 18 | 24 | 0.96459
V_mag | 19 | 1 | 0.99753
V_mag | 19 | 2 | 0.99763
V_mag | 19 | 3 | 0.9977
V_mag | 19 | 4 | 0.99773
V_mag | 19 | 5 | 0.99772
V_mag | 19 | 6 | 0.99761
V_mag | 19 | 7 | 0.99756
V_mag | 19 | 8 | 0.99784
V_mag | 19 | 9 | 0.99783
V_mag | 19 | 10 | 0.99794
V_mag | 19 | 11 | 0.99783
V_mag | 19 | 12 | 0.998
V_mag | 19 | 13 | 0.99835
V_mag | 19 | 14 | 0.99803
V_mag | 19 | 15 | 0.99841
V_mag | 19 | 16 | 0.99816
V_mag | 19 | 17 | 0.99782
V_mag | 19 | 18 | 0.99739
V_mag | 19 | 19 | 0.9969
V_mag | 19 | 20 | 0.99674
V_mag | 19 | 21 | 0.99689
V_mag | 19 | 22 | 0.99704
V_mag | 19 | 23 | 0.99726
V_mag | 19 | 24 | 0.99733
V_mag | 20 | 1 | 0.98841
V_mag | 20 | 2 | 0.98898
V_mag | 20 | 3 | 0.98932
V_mag | 20 | 4 | 0.98953
V_mag | 20 | 5 | 0.98944
V_mag | 20 | 6 | 0.98886
V_mag | 20 | 7 | 0.98871
V_mag | 20 | 8 | 0.99057
V_mag | 20 | 9 | 0.99125
V_mag | 20 | 10 | 0.99219
V_mag | 20 | 11 | 0.9916
V_mag | 20 | 12 | 0.99247
V_mag | 20 | 13 | 0.99412
V_mag | 20 | 14 | 0.99262
V_mag | 20 | 15 | 0.99471
V_mag | 20 | 16 | 0.99323
V_mag | 20 | 17 | 0.99122
V_mag | 20 | 18 | 0.98849
V_mag | 20 | 19 | 0.98559
V_mag | 20 | 20 | 0.98459
V_mag | 20 | 21 | 0.98528
V_mag | 20 | 22 | 0.98594
V_mag | 20 | 23 | 0.98711
V_mag | 20 | 24 | 0.98747
V_mag | 21 | 1 | 0.98589
V_mag | 21 | 2 | 0.98659
V_mag | 21 | 3 | 0.98701
V_mag | 21 | 4 | 0.98726
V_mag | 21 | 5 | 0.98715
V_mag | 21 | 6 | 0.98644
V_mag | 21 | 7 | 0.98614
V_mag | 21 | 8 | 0.98798
V_mag | 21 | 9 | 0.98827
V_mag | 21 | 10 | 0.98895
V_mag | 21 | 11 | 0.98813
V_mag | 21 | 12 | 0.98907
V_mag | 21 | 13 | 0.99094
V_mag | 21 | 14 | 0.9892
V_mag | 21 | 15 | 0.99157
V_mag | 21 | 16 | 0.99001
V_mag | 21 | 17 | 0.98789
V_mag | 21 | 18 | 0.98501
V_mag | 21 | 19 | 0.98199
V_mag | 21 | 20 | 0.98097
V_mag | 21 | 21 | 0.98188
V_mag | 21 | 22 | 0.98279
V_mag | 21 | 23 | 0.98427
V_mag | 21 | 24 | 0.98475
V_mag | 22 | 1 | 0.98289
V_mag | 22 | 2 | 0.98376
V_mag | 22 | 3 | 0.98428
V_mag | 22 | 4 | 0.98459
V_mag | 22 | 5 | 0.98444
V_mag | 22 | 6 | 0.98357
V_mag | 22 | 7 | 0.98318
V_mag | 22 | 8 | 0.98535
V_mag | 22 | 9 | 0.98588
V_mag | 22 | 10 | 0.98675
V_mag | 22 | 11 | 0.98572
V_mag | 22 | 12 | 0.98678
V_mag | 22 | 13 | 0.98895
V_mag | 22 | 14 | 0.98692
V_mag | 22 | 15 | 0.98966
V_mag | 22 | 16 | 0.98769
V_mag | 22 | 17 | 0.98499
V_mag | 22 | 18 | 0.98141
V_mag | 22 | 19 | 0.97787
V_mag | 22 | 20 | 0.97669
V_mag | 22 | 21 | 0.97783
V_mag | 22 | 22 | 0.979
V_mag | 22 | 23 | 0.98084
V_mag | 22 | 24 | 0.98147
V_mag | 23 | 1 | 0.99205
V_mag | 23 | 2 | 0.99221
V_mag | 23 | 3 | 0.99233
V_mag | 23 | 4 | 0.9924
V_mag | 23 | 5 | 0.9924
V_mag | 23 | 6 | 0.9922
V_mag | 23 | 7 | 0.99204
V_mag | 23 | 8 | 0.99249
V_mag | 23 | 9 | 0.99184
V_mag | 23 | 10 | 0.99205
V_mag | 23 | 11 | 0.99196
V_mag | 23 | 12 | 0.99251
V_mag | 23 | 13 | 0.99394
V_mag | 23 | 14 | 0.99275
V_mag | 23 | 15 | 0.99354
V_mag | 23 | 16 | 0.99298
V_mag | 23 | 17 | 0.99221
V_mag | 23 | 18 | 0.99154
V_mag | 23 | 19 | 0.9905
V_mag | 23 | 20 | 0.99024
V_mag | 23 | 21 | 0.99067
V_mag | 23 | 22 | 0.99097
V_mag | 23 | 23 | 0.99142
V_mag | 23 | 24 | 0.99149
V_mag | 24 | 1 | 0.98809
V_mag | 24 | 2 | 0.98824
V_mag | 24 | 3 | 0.98837
V_mag | 24 | 4 | 0.98845
V_mag | 24 | 5 | 0.98847
V_mag | 24 | 6 | 0.98825
V_mag | 24 | 7 | 0.98785
V_mag | 24 | 8 | 0.98767
V_mag | 24 | 9 | 0.9858
V_mag | 24 | 10 | 0.98552
V_mag | 24 | 11 | 0.98542
V_mag | 24 | 12 | 0.98604
V_mag | 24 | 13 | 0.9881
V_mag | 24 | 14 | 0.9864
V_mag | 24 | 15 | 0.98697
V_mag | 24 | 16 | 0.98651
V_mag | 24 | 17 | 0.98586
V_mag | 24 | 18 | 0.98579
V_mag | 24 | 19 | 0.98527
V_mag | 24 | 20 | 0.98533
V_mag | 24 | 21 | 0.98605
V_mag | 24 | 22 | 0.98657
V_mag | 24 | 23 | 0.98716
V_mag | 24 | 24 | 0.98726
V_mag | 25 | 1 | 0.98612
V_mag | 25 | 2 | 0.98626
V_mag | 25 | 3 | 0.98639
V_mag | 25 | 4 | 0.98649
V_mag | 25 | 5 | 0.98651
V_mag | 25 | 6 | 0.98628
V_mag | 25 | 7 | 0.98577
V_mag | 25 | 8 | 0.98527
V_mag | 25 | 9 | 0.98279
V_mag | 25 | 10 | 0.98227
V_mag | 25 | 11 | 0.98216
V_mag | 25 | 12 | 0.98282
V_mag | 25 | 13 | 0.98519
V_mag | 25 | 14 | 0.98324
V_mag | 25 | 15 | 0.98369
V_mag | 25 | 16 | 0.98328
V_mag | 25 | 17 | 0.9827
V_mag | 25 | 18 | 0.98293
V_mag | 25 | 19 | 0.98267
V_mag | 25 | 20 | 0.98289
V_mag | 25 | 21 | 0.98375
V_mag | 25 | 22 | 0.98438
V_mag | 25 | 23 | 0.98504
V_mag | 25 | 24 | 0.98516
V_mag | 26 | 1 | 0.98691
V_mag | 26 | 2 | 0.98738
V_mag | 26 | 3 | 0.98768
V_mag | 26 | 4 | 0.98784
V_mag | 26 | 5 | 0.98782
V_mag | 26 | 6 | 0.98732
V_mag | 26 | 7 | 0.98682
V_mag | 26 | 8 | 0.98718
V_mag | 26 | 9 | 0.98474
V_mag | 26 | 10 | 0.98364
V_mag | 26 | 11 | 0.98292
V_mag | 26 | 12 | 0.9838
V_mag | 26 | 13 | 0.98578
V_mag | 26 | 14 | 0.98393
V_mag | 26 | 15 | 0.98597
V_mag | 26 | 16 | 0.98571
V_mag | 26 | 17 | 0.98554
V_mag | 26 | 18 | 0.98506
V_mag | 26 | 19 | 0.98348
V_mag | 26 | 20 | 0.98302
V_mag | 26 | 21 | 0.98383
V_mag | 26 | 22 | 0.98461
V_mag | 26 | 23 | 0.98575
V_mag | 26 | 24 | 0.98606
V_mag | 27 | 1 | 0.98604
V_mag | 27 | 2 | 0.98655
V_mag | 27 | 3 | 0.98687
V_mag | 27 | 4 | 0.98704
V_mag | 27 | 5 | 0.98702
V_mag | 27 | 6 | 0.98648
V_mag | 27 | 7 | 0.98596
V_mag | 27 | 8 | 0.98638
V_mag | 27 | 9 | 0.98376
V_mag | 27 | 10 | 0.98258
V_mag | 27 | 11 | 0.98181
V_mag | 27 | 12 | 0.98277
V_mag | 27 | 13 | 0.9849
V_mag | 27 | 14 | 0.98291
V_mag | 27 | 15 | 0.98516
V_mag | 27 | 16 | 0.98489
V_mag | 27 | 17 | 0.98474
V_mag | 27 | 18 | 0.98421
V_mag | 27 | 19 | 0.98244
V_mag | 27 | 20 | 0.98193
V_mag | 27 | 21 | 0.98278
V_mag | 27 | 22 | 0.98359
V_mag | 27 | 23 | 0.98481
V_mag | 27 | 24 | 0.98514
V_mag | 28 | 1 | 0.98227
V_mag | 28 | 2 | 0.98293
V_mag | 28 | 3 | 0.98334
V_mag | 28 | 4 | 0.98356
V_mag | 28 | 5 | 0.98354
V_mag | 28 | 6 | 0.98285
V_mag | 28 | 7 | 0.98217
V_mag | 28 | 8 | 0.9827
V_mag | 28 | 9 | 0.97896
V_mag | 28 | 10 | 0.97718
V_mag | 28 | 11 | 0.97615
V_mag | 28 | 12 | 0.97745
V_mag | 28 | 13 | 0.98021
V_mag | 28 | 14 | 0.97761
V_mag | 28 | 15 | 0.98073
V_mag | 28 | 16 | 0.98058
V_mag | 28 | 17 | 0.9807
V_mag | 28 | 18 | 0.98022
V_mag | 28 | 19 | 0.97787
V_mag | 28 | 20 | 0.97714
V_mag | 28 | 21 | 0.9782
V_mag | 28 | 22 | 0.97921
V_mag | 28 | 23 | 0.98077
V_mag | 28 | 24 | 0.98118
V_mag | 29 | 1 | 0.97964
V_mag | 29 | 2 | 0.98039
V_mag | 29 | 3 | 0.98087
V_mag | 29 | 4 | 0.98111
V_mag | 29 | 5 | 0.9811
V_mag | 29 | 6 | 0.98031
V_mag | 29 | 7 | 0.97954
V_mag | 29 | 8 | 0.98018
V_mag | 29 | 9 | 0.97566
V_mag | 29 | 10 | 0.97348
V_mag | 29 | 11 | 0.97229
V_mag | 29 | 12 | 0.97386
V_mag | 29 | 13 | 0.9771
V_mag | 29 | 14 | 0.97404
V_mag | 29 | 15 | 0.97782
V_mag | 29 | 16 | 0.97775
V_mag | 29 | 17 | 0.97806
V_mag | 29 | 18 | 0.9776
V_mag | 29 | 19 | 0.97476
V_mag | 29 | 20 | 0.97386
V_mag | 29 | 21 | 0.97504
V_mag | 29 | 22 | 0.97618
V_mag | 29 | 23 | 0.97797
V_mag | 29 | 24 | 0.97842
V_mag | 30 | 1 | 0.97859
V_mag | 30 | 2 | 0.97938
V_mag | 30 | 3 | 0.97988
V_mag | 30 | 4 | 0.98013
V_mag | 30 | 5 | 0.98012
V_mag | 30 | 6 | 0.9793
V_mag | 30 | 7 | 0.97839
V_mag | 30 | 8 | 0.97868
V_mag | 30 | 9 | 0.97331
V_mag | 30 | 10 | 0.97053
V_mag | 30 | 11 | 0.96919
V_mag | 30 | 12 | 0.97078
V_mag | 30 | 13 | 0.97411
V_mag | 30 | 14 | 0.97092
V_mag | 30 | 15 | 0.97484
V_mag | 30 | 16 | 0.97504
V_mag | 30 | 17 | 0.97578
V_mag | 30 | 18 | 0.97578
V_mag | 30 | 19 | 0.97317
V_mag | 30 | 20 | 0.97238
V_mag | 30 | 21 | 0.97366
V_mag | 30 | 22 | 0.97492
V_mag | 30 | 23 | 0.97683
V_mag | 30 | 24 | 0.97733
V_mag | 31 | 1 | 0.97747
V_mag | 31 | 2 | 0.9783
V_mag | 31 | 3 | 0.97882
V_mag | 31 | 4 | 0.97908
V_mag | 31 | 5 | 0.97908
V_mag | 31 | 6 | 0.97822
V_mag | 31 | 7 | 0.97717
V_mag | 31 | 8 | 0.97709
V_mag | 31 | 9 | 0.97081
V_mag | 31 | 10 | 0.96737
V_mag | 31 | 11 | 0.96588
V_mag | 31 | 12 | 0.96749
V_mag | 31 | 13 | 0.97093
V_mag | 31 | 14 | 0.9676
V_mag | 31 | 15 | 0.97165
V_mag | 31 | 16 | 0.97215
V_mag | 31 | 17 | 0.97335
V_mag | 31 | 18 | 0.97383
V_mag | 31 | 19 | 0.97148
V_mag | 31 | 20 | 0.9708
V_mag | 31 | 21 | 0.97219
V_mag | 31 | 22 | 0.97358
V_mag | 31 | 23 | 0.97562
V_mag | 31 | 24 | 0.97617
V_mag | 32 | 1 | 0.97725
V_mag | 32 | 2 | 0.97809
V_mag | 32 | 3 | 0.97861
V_mag | 32 | 4 | 0.97888
V_mag | 32 | 5 | 0.97888
V_mag | 32 | 6 | 0.978
V_mag | 32 | 7 | 0.97693
V_mag | 32 | 8 | 0.97677
V_mag | 32 | 9 | 0.97032
V_mag | 32 | 10 | 0.96675
V_mag | 32 | 11 | 0.96523
V_mag | 32 | 12 | 0.96684
V_mag | 32 | 13 | 0.9703
V_mag | 32 | 14 | 0.96695
V_mag | 32 | 15 | 0.97103
V_mag | 32 | 16 | 0.97158
V_mag | 32 | 17 | 0.97287
V_mag | 32 | 18 | 0.97345
V_mag | 32 | 19 | 0.97115
V_mag | 32 | 20 | 0.97049
V_mag | 32 | 21 | 0.9719
V_mag | 32 | 22 | 0.97331
V_mag | 32 | 23 | 0.97539
V_mag | 32 | 24 | 0.97594
V_mag | 33 | 1 | 0.96729
V_mag | 33 | 2 | 0.96903
V_mag | 33 | 3 | 0.97007
V_mag | 33 | 4 | 0.97071
V_mag | 33 | 5 | 0.97037
V_mag | 33 | 6 | 0.96862
V_mag | 33 | 7 | 0.96723
V_mag | 33 | 8 | 0.96909
V_mag | 33 | 9 | 0.96837
V_mag | 33 | 10 | 0.96813
V_mag | 33 | 11 | 0.96552
V_mag | 33 | 12 | 0.96669
V_mag | 33 | 13 | 0.96981
V_mag | 33 | 14 | 0.96669
V_mag | 33 | 15 | 0.97044
V_mag | 33 | 16 | 0.96742
V_mag | 33 | 17 | 0.9632
V_mag | 33 | 18 | 0.95809
V_mag | 33 | 19 | 0.95424
V_mag | 33 | 20 | 0.95321
V_mag | 33 | 21 | 0.95591
V_mag | 33 | 22 | 0.95889
V_mag | 33 | 23 | 0.96285
V_mag | 33 | 24 | 0.96441

## V_ang
Variable_name | Index: Buses | Index: Times | Value
V_ang | 1 | 1 | 0
V_ang | 1 | 2 | 0
V_ang | 1 | 3 | 0
V_ang | 1 | 4 | 0
V_ang | 1 | 5 | 0
V_ang | 1 | 6 | 0
V_ang | 1 | 7 | 0
V_ang | 1 | 8 | 0
V_ang | 1 | 9 | 0
V_ang | 1 | 10 | 0
V_ang | 1 | 11 | 0
V_ang | 1 | 12 | 0
V_ang | 1 | 13 | 0
V_ang | 1 | 14 | 0
V_ang | 1 | 15 | 0
V_ang | 1 | 16 | 0
V_ang | 1 | 17 | 0
V_ang | 1 | 18 | 0
V_ang | 1 | 19 | 0
V_ang | 1 | 20 | 0
V_ang | 1 | 21 | 0
V_ang | 1 | 22 | 0
V_ang | 1 | 23 | 0
V_ang | 1 | 24 | 0
V_ang | 2 | 1 | 7.5053e-05
V_ang | 2 | 2 | 7.2227e-05
V_ang | 2 | 3 | 7.0443e-05
V_ang | 2 | 4 | 6.9866e-05
V_ang | 2 | 5 | 6.9271e-05
V_ang | 2 | 6 | 7.2121e-05
V_ang | 2 | 7 | 0.00012231
V_ang | 2 | 8 | 0.00030392
V_ang | 2 | 9 | 0.00055792
V_ang | 2 | 10 | 0.00077038
V_ang | 2 | 11 | 0.00081448
V_ang | 2 | 12 | 0.00085508
V_ang | 2 | 13 | 0.00089528
V_ang | 2 | 14 | 0.0008729
V_ang | 2 | 15 | 0.00093255
V_ang | 2 | 16 | 0.00082377
V_ang | 2 | 17 | 0.00066836
V_ang | 2 | 18 | 0.00046947
V_ang | 2 | 19 | 0.00027515
V_ang | 2 | 20 | 0.00019572
V_ang | 2 | 21 | 0.0001653
V_ang | 2 | 22 | 0.00012179
V_ang | 2 | 23 | 9.5031e-05
V_ang | 2 | 24 | 7.7333e-05
V_ang | 3 | 1 | 0.00053004
V_ang | 3 | 2 | 0.00051014
V_ang | 3 | 3 | 0.00049761
V_ang | 3 | 4 | 0.00049316
V_ang | 3 | 5 | 0.0004898
V_ang | 3 | 6 | 0.00050994
V_ang | 3 | 7 | 0.00072918
V_ang | 3 | 8 | 0.0014863
V_ang | 3 | 9 | 0.0026304
V_ang | 3 | 10 | 0.0035643
V_ang | 3 | 11 | 0.0037642
V_ang | 3 | 12 | 0.0039106
V_ang | 3 | 13 | 0.0040377
V_ang | 3 | 14 | 0.0039843
V_ang | 3 | 15 | 0.0041728
V_ang | 3 | 16 | 0.0037055
V_ang | 3 | 17 | 0.0030279
V_ang | 3 | 18 | 0.0021827
V_ang | 3 | 19 | 0.001404
V_ang | 3 | 20 | 0.0010835
V_ang | 3 | 21 | 0.00094674
V_ang | 3 | 22 | 0.00075512
V_ang | 3 | 23 | 0.00062498
V_ang | 3 | 24 | 0.00054761
V_ang | 4 | 1 | 0.00090889
V_ang | 4 | 2 | 0.0008762
V_ang | 4 | 3 | 0.00085545
V_ang | 4 | 4 | 0.00084794
V_ang | 4 | 5 | 0.00084239
V_ang | 4 | 6 | 0.00087581
V_ang | 4 | 7 | 0.0011838
V_ang | 4 | 8 | 0.0022215
V_ang | 4 | 9 | 0.0038581
V_ang | 4 | 10 | 0.0051739
V_ang | 4 | 11 | 0.0054583
V_ang | 4 | 12 | 0.0056404
V_ang | 4 | 13 | 0.0057787
V_ang | 4 | 14 | 0.0057395
V_ang | 4 | 15 | 0.0059539
V_ang | 4 | 16 | 0.0053025
V_ang | 4 | 17 | 0.0043517
V_ang | 4 | 18 | 0.0031796
V_ang | 4 | 19 | 0.0021377
V_ang | 4 | 20 | 0.0017068
V_ang | 4 | 21 | 0.0015108
V_ang | 4 | 22 | 0.0012406
V_ang | 4 | 23 | 0.0010485
V_ang | 4 | 24 | 0.00094062
V_ang | 5 | 1 | 0.0012806
V_ang | 5 | 2 | 0.0012358
V_ang | 5 | 3 | 0.0012072
V_ang | 5 | 4 | 0.001197
V_ang | 5 | 5 | 0.0011888
V_ang | 5 | 6 | 0.0012349
V_ang | 5 | 7 | 0.0016332
V_ang | 5 | 8 | 0.0029598
V_ang | 5 | 9 | 0.0051055
V_ang | 5 | 10 | 0.0068158
V_ang | 5 | 11 | 0.0071856
V_ang | 5 | 12 | 0.0074039
V_ang | 5 | 13 | 0.0075537
V_ang | 5 | 14 | 0.0075291
V_ang | 5 | 15 | 0.0077696
V_ang | 5 | 16 | 0.0069262
V_ang | 5 | 17 | 0.0056903
V_ang | 5 | 18 | 0.004178
V_ang | 5 | 19 | 0.002865
V_ang | 5 | 20 | 0.0023207
V_ang | 5 | 21 | 0.0020654
V_ang | 5 | 22 | 0.0017164
V_ang | 5 | 23 | 0.0014631
V_ang | 5 | 24 | 0.001325
V_ang | 6 | 1 | 0.0013749
V_ang | 6 | 2 | 0.0013356
V_ang | 6 | 3 | 0.0013095
V_ang | 6 | 4 | 0.0013036
V_ang | 6 | 5 | 0.0012877
V_ang | 6 | 6 | 0.0013289
V_ang | 6 | 7 | 0.0019183
V_ang | 6 | 8 | 0.0039953
V_ang | 6 | 9 | 0.0072215
V_ang | 6 | 10 | 0.0098152
V_ang | 6 | 11 | 0.01034
V_ang | 6 | 12 | 0.010713
V_ang | 6 | 13 | 0.011015
V_ang | 6 | 14 | 0.010906
V_ang | 6 | 15 | 0.011379
V_ang | 6 | 16 | 0.010057
V_ang | 6 | 17 | 0.0081286
V_ang | 6 | 18 | 0.0057446
V_ang | 6 | 19 | 0.003631
V_ang | 6 | 20 | 0.002762
V_ang | 6 | 21 | 0.0024092
V_ang | 6 | 22 | 0.0019155
V_ang | 6 | 23 | 0.0015915
V_ang | 6 | 24 | 0.0014005
V_ang | 7 | 1 | -0.0051795
V_ang | 7 | 2 | -0.0049266
V_ang | 7 | 3 | -0.0047743
V_ang | 7 | 4 | -0.004686
V_ang | 7 | 5 | -0.0047215
V_ang | 7 | 6 | -0.0049763
V_ang | 7 | 7 | -0.0046707
V_ang | 7 | 8 | -0.002396
V_ang | 7 | 9 | -0.00052796
V_ang | 7 | 10 | 0.0013198
V_ang | 7 | 11 | 0.0013628
V_ang | 7 | 12 | 0.0021846
V_ang | 7 | 13 | 0.0033924
V_ang | 7 | 14 | 0.0023895
V_ang | 7 | 15 | 0.0040878
V_ang | 7 | 16 | 0.0027065
V_ang | 7 | 17 | 0.00082933
V_ang | 7 | 18 | -0.0018058
V_ang | 7 | 19 | -0.0048033
V_ang | 7 | 20 | -0.0059554
V_ang | 7 | 21 | -0.0058857
V_ang | 7 | 22 | -0.0059329
V_ang | 7 | 23 | -0.0055845
V_ang | 7 | 24 | -0.0055725
V_ang | 8 | 1 | -0.0052326
V_ang | 8 | 2 | -0.0049778
V_ang | 8 | 3 | -0.0048243
V_ang | 8 | 4 | -0.0047356
V_ang | 8 | 5 | -0.0047708
V_ang | 8 | 6 | -0.0050275
V_ang | 8 | 7 | -0.0047288
V_ang | 8 | 8 | -0.0024715
V_ang | 8 | 9 | -0.00064619
V_ang | 8 | 10 | 0.0011711
V_ang | 8 | 11 | 0.0012066
V_ang | 8 | 12 | 0.0020293
V_ang | 8 | 13 | 0.0032422
V_ang | 8 | 14 | 0.0022328
V_ang | 8 | 15 | 0.0039377
V_ang | 8 | 16 | 0.00257
V_ang | 8 | 17 | 0.00071406
V_ang | 8 | 18 | -0.0018984
V_ang | 8 | 19 | -0.004884
V_ang | 8 | 20 | -0.0060309
V_ang | 8 | 21 | -0.005956
V_ang | 8 | 22 | -0.0059969
V_ang | 8 | 23 | -0.005642
V_ang | 8 | 24 | -0.0056276
V_ang | 9 | 1 | -0.0053134
V_ang | 9 | 2 | -0.005054
V_ang | 9 | 3 | -0.0048979
V_ang | 9 | 4 | -0.0048075
V_ang | 9 | 5 | -0.0048436
V_ang | 9 | 6 | -0.0051049
V_ang | 9 | 7 | -0.0048145
V_ang | 9 | 8 | -0.0025707
V_ang | 9 | 9 | -0.00076641
V_ang | 9 | 10 | 0.0010324
V_ang | 9 | 11 | 0.0010572
V_ang | 9 | 12 | 0.0018773
V_ang | 9 | 13 | 0.0030918
V_ang | 9 | 14 | 0.0020789
V_ang | 9 | 15 | 0.003784
V_ang | 9 | 16 | 0.0024174
V_ang | 9 | 17 | 0.00056271
V_ang | 9 | 18 | -0.0020452
V_ang | 9 | 19 | -0.0050189
V_ang | 9 | 20 | -0.0061594
V_ang | 9 | 21 | -0.0060746
V_ang | 9 | 22 | -0.0061034
V_ang | 9 | 23 | -0.0057363
V_ang | 9 | 24 | -0.0057159
V_ang | 10 | 1 | -0.007967
V_ang | 10 | 2 | -0.0075391
V_ang | 10 | 3 | -0.0072848
V_ang | 10 | 4 | -0.0071272
V_ang | 10 | 5 | -0.0072115
V_ang | 10 | 6 | -0.0076398
V_ang | 10 | 7 | -0.0068686
V_ang | 10 | 8 | -0.0021005
V_ang | 10 | 9 | 0.0028534
V_ang | 10 | 10 | 0.0072929
V_ang | 10 | 11 | 0.0075903
V_ang | 10 | 12 | 0.0090299
V_ang | 10 | 13 | 0.011036
V_ang | 10 | 14 | 0.0094473
V_ang | 10 | 15 | 0.012273
V_ang | 10 | 16 | 0.0092432
V_ang | 10 | 17 | 0.004996
V_ang | 10 | 18 | -0.00069681
V_ang | 10 | 19 | -0.0065963
V_ang | 10 | 20 | -0.0088882
V_ang | 10 | 21 | -0.0088875
V_ang | 10 | 22 | -0.0091308
V_ang | 10 | 23 | -0.0086449
V_ang | 10 | 24 | -0.0086681
V_ang | 11 | 1 | -0.0079671
V_ang | 11 | 2 | -0.0075392
V_ang | 11 | 3 | -0.0072849
V_ang | 11 | 4 | -0.0071273
V_ang | 11 | 5 | -0.0072116
V_ang | 11 | 6 | -0.0076399
V_ang | 11 | 7 | -0.0068687
V_ang | 11 | 8 | -0.0021007
V_ang | 11 | 9 | 0.0028532
V_ang | 11 | 10 | 0.0072928
V_ang | 11 | 11 | 0.0075901
V_ang | 11 | 12 | 0.0090296
V_ang | 11 | 13 | 0.011036
V_ang | 11 | 14 | 0.0094471
V_ang | 11 | 15 | 0.012273
V_ang | 11 | 16 | 0.009243
V_ang | 11 | 17 | 0.0049958
V_ang | 11 | 18 | -0.00069701
V_ang | 11 | 19 | -0.0065965
V_ang | 11 | 20 | -0.0088884
V_ang | 11 | 21 | -0.0088877
V_ang | 11 | 22 | -0.009131
V_ang | 11 | 23 | -0.0086451
V_ang | 11 | 24 | -0.0086682
V_ang | 12 | 1 | -0.0079868
V_ang | 12 | 2 | -0.0075578
V_ang | 12 | 3 | -0.0073028
V_ang | 12 | 4 | -0.0071448
V_ang | 12 | 5 | -0.0072294
V_ang | 12 | 6 | -0.0076588
V_ang | 12 | 7 | -0.0068896
V_ang | 12 | 8 | -0.0021247
V_ang | 12 | 9 | 0.0028243
V_ang | 12 | 10 | 0.0072596
V_ang | 12 | 11 | 0.0075544
V_ang | 12 | 12 | 0.0089933
V_ang | 12 | 13 | 0.011
V_ang | 12 | 14 | 0.0094104
V_ang | 12 | 15 | 0.012236
V_ang | 12 | 16 | 0.0092064
V_ang | 12 | 17 | 0.0049593
V_ang | 12 | 18 | -0.00073269
V_ang | 12 | 19 | -0.0066295
V_ang | 12 | 20 | -0.0089199
V_ang | 12 | 21 | -0.0089167
V_ang | 12 | 22 | -0.009157
V_ang | 12 | 23 | -0.0086681
V_ang | 12 | 24 | -0.0086898
V_ang | 13 | 1 | -0.0087765
V_ang | 13 | 2 | -0.0083026
V_ang | 13 | 3 | -0.0080211
V_ang | 13 | 4 | -0.0078462
V_ang | 13 | 5 | -0.0079406
V_ang | 13 | 6 | -0.0084148
V_ang | 13 | 7 | -0.0077265
V_ang | 13 | 8 | -0.0030889
V_ang | 13 | 9 | 0.0016637
V_ang | 13 | 10 | 0.0059275
V_ang | 13 | 11 | 0.006118
V_ang | 13 | 12 | 0.0075337
V_ang | 13 | 13 | 0.0095586
V_ang | 13 | 14 | 0.0079331
V_ang | 13 | 15 | 0.010765
V_ang | 13 | 16 | 0.0077385
V_ang | 13 | 17 | 0.0034939
V_ang | 13 | 18 | -0.0021655
V_ang | 13 | 19 | -0.0079527
V_ang | 13 | 20 | -0.010183
V_ang | 13 | 21 | -0.010082
V_ang | 13 | 22 | -0.010203
V_ang | 13 | 23 | -0.0095916
V_ang | 13 | 24 | -0.0095548
V_ang | 14 | 1 | -0.0094953
V_ang | 14 | 2 | -0.0089801
V_ang | 14 | 3 | -0.0086743
V_ang | 14 | 4 | -0.008484
V_ang | 14 | 5 | -0.0085874
V_ang | 14 | 6 | -0.0091027
V_ang | 14 | 7 | -0.0084885
V_ang | 14 | 8 | -0.0039682
V_ang | 14 | 9 | 0.00060315
V_ang | 14 | 10 | 0.004708
V_ang | 14 | 11 | 0.0048016
V_ang | 14 | 12 | 0.0061957
V_ang | 14 | 13 | 0.008238
V_ang | 14 | 14 | 0.0065787
V_ang | 14 | 15 | 0.0094157
V_ang | 14 | 16 | 0.0063928
V_ang | 14 | 17 | 0.0021505
V_ang | 14 | 18 | -0.0034786
V_ang | 14 | 19 | -0.0091639
V_ang | 14 | 20 | -0.011339
V_ang | 14 | 21 | -0.011147
V_ang | 14 | 22 | -0.011158
V_ang | 14 | 23 | -0.010433
V_ang | 14 | 24 | -0.010343
V_ang | 15 | 1 | -0.0098316
V_ang | 15 | 2 | -0.0092971
V_ang | 15 | 3 | -0.0089798
V_ang | 15 | 4 | -0.0087823
V_ang | 15 | 5 | -0.0088899
V_ang | 15 | 6 | -0.0094244
V_ang | 15 | 7 | -0.008845
V_ang | 15 | 8 | -0.0043795
V_ang | 15 | 9 | 0.0001068
V_ang | 15 | 10 | 0.0041371
V_ang | 15 | 11 | 0.0041853
V_ang | 15 | 12 | 0.0055692
V_ang | 15 | 13 | 0.0076197
V_ang | 15 | 14 | 0.0059445
V_ang | 15 | 15 | 0.008784
V_ang | 15 | 16 | 0.0057627
V_ang | 15 | 17 | 0.0015215
V_ang | 15 | 18 | -0.0040934
V_ang | 15 | 19 | -0.0097309
V_ang | 15 | 20 | -0.01188
V_ang | 15 | 21 | -0.011645
V_ang | 15 | 22 | -0.011604
V_ang | 15 | 23 | -0.010827
V_ang | 15 | 24 | -0.010711
V_ang | 16 | 1 | -0.010032
V_ang | 16 | 2 | -0.0094858
V_ang | 16 | 3 | -0.0091618
V_ang | 16 | 4 | -0.00896
V_ang | 16 | 5 | -0.00907
V_ang | 16 | 6 | -0.009616
V_ang | 16 | 7 | -0.0090573
V_ang | 16 | 8 | -0.0046245
V_ang | 16 | 9 | -0.00018878
V_ang | 16 | 10 | 0.0037972
V_ang | 16 | 11 | 0.0038182
V_ang | 16 | 12 | 0.0051961
V_ang | 16 | 13 | 0.0072514
V_ang | 16 | 14 | 0.0055669
V_ang | 16 | 15 | 0.0084078
V_ang | 16 | 16 | 0.0053874
V_ang | 16 | 17 | 0.0011469
V_ang | 16 | 18 | -0.0044595
V_ang | 16 | 19 | -0.010069
V_ang | 16 | 20 | -0.012202
V_ang | 16 | 21 | -0.011942
V_ang | 16 | 22 | -0.01187
V_ang | 16 | 23 | -0.011062
V_ang | 16 | 24 | -0.010931
V_ang | 17 | 1 | -0.010844
V_ang | 17 | 2 | -0.010251
V_ang | 17 | 3 | -0.0098994
V_ang | 17 | 4 | -0.00968
V_ang | 17 | 5 | -0.0098003
V_ang | 17 | 6 | -0.010393
V_ang | 17 | 7 | -0.0099186
V_ang | 17 | 8 | -0.0056192
V_ang | 17 | 9 | -0.0013904
V_ang | 17 | 10 | 0.0024136
V_ang | 17 | 11 | 0.0023233
V_ang | 17 | 12 | 0.0036764
V_ang | 17 | 13 | 0.0057517
V_ang | 17 | 14 | 0.0040283
V_ang | 17 | 15 | 0.0068753
V_ang | 17 | 16 | 0.0038589
V_ang | 17 | 17 | -0.00037899
V_ang | 17 | 18 | -0.0059506
V_ang | 17 | 19 | -0.011443
V_ang | 17 | 20 | -0.013513
V_ang | 17 | 21 | -0.013149
V_ang | 17 | 22 | -0.012951
V_ang | 17 | 23 | -0.012014
V_ang | 17 | 24 | -0.011821
V_ang | 18 | 1 | -0.01094
V_ang | 18 | 2 | -0.010342
V_ang | 18 | 3 | -0.0099869
V_ang | 18 | 4 | -0.0097655
V_ang | 18 | 5 | -0.0098869
V_ang | 18 | 6 | -0.010485
V_ang | 18 | 7 | -0.010021
V_ang | 18 | 8 | -0.0057373
V_ang | 18 | 9 | -0.0015331
V_ang | 18 | 10 | 0.0022492
V_ang | 18 | 11 | 0.0021457
V_ang | 18 | 12 | 0.0034958
V_ang | 18 | 13 | 0.0055735
V_ang | 18 | 14 | 0.0038455
V_ang | 18 | 15 | 0.0066932
V_ang | 18 | 16 | 0.0036772
V_ang | 18 | 17 | -0.00056034
V_ang | 18 | 18 | -0.0061277
V_ang | 18 | 19 | -0.011606
V_ang | 18 | 20 | -0.013668
V_ang | 18 | 21 | -0.013292
V_ang | 18 | 22 | -0.013079
V_ang | 18 | 23 | -0.012127
V_ang | 18 | 24 | -0.011927
V_ang | 19 | 1 | -0.00027669
V_ang | 19 | 2 | -0.00026167
V_ang | 19 | 3 | -0.00025278
V_ang | 19 | 4 | -0.00024691
V_ang | 19 | 5 | -0.00025062
V_ang | 19 | 6 | -0.0002657
V_ang | 19 | 7 | -0.00017893
V_ang | 19 | 8 | 0.00022029
V_ang | 19 | 9 | 0.00069166
V_ang | 19 | 10 | 0.0011037
V_ang | 19 | 11 | 0.0011631
V_ang | 19 | 12 | 0.0012729
V_ang | 19 | 13 | 0.0014094
V_ang | 19 | 14 | 0.0013104
V_ang | 19 | 15 | 0.0015068
V_ang | 19 | 16 | 0.0012628
V_ang | 19 | 17 | 0.0009205
V_ang | 19 | 18 | 0.0004685
V_ang | 19 | 19 | 3.6797e-06
V_ang | 19 | 20 | -0.00018082
V_ang | 19 | 21 | -0.00021448
V_ang | 19 | 22 | -0.00027304
V_ang | 19 | 23 | -0.00028178
V_ang | 19 | 24 | -0.0003029
V_ang | 20 | 1 | -0.0029647
V_ang | 20 | 2 | -0.002813
V_ang | 20 | 3 | -0.0027223
V_ang | 20 | 4 | -0.0026673
V_ang | 20 | 5 | -0.0026944
V_ang | 20 | 6 | -0.0028468
V_ang | 20 | 7 | -0.0024046
V_ang | 20 | 8 | -4.9037e-05
V_ang | 20 | 9 | 0.0024165
V_ang | 20 | 10 | 0.004648
V_ang | 20 | 11 | 0.0048896
V_ang | 20 | 12 | 0.0056068
V_ang | 20 | 13 | 0.0065608
V_ang | 20 | 14 | 0.0058227
V_ang | 20 | 15 | 0.0071889
V_ang | 20 | 16 | 0.0057694
V_ang | 20 | 17 | 0.0037973
V_ang | 20 | 18 | 0.0011208
V_ang | 20 | 19 | -0.0017551
V_ang | 20 | 20 | -0.0028862
V_ang | 20 | 21 | -0.0029896
V_ang | 20 | 22 | -0.0032302
V_ang | 20 | 23 | -0.0031331
V_ang | 20 | 24 | -0.0032087
V_ang | 21 | 1 | -0.0040849
V_ang | 21 | 2 | -0.0038758
V_ang | 21 | 3 | -0.0037508
V_ang | 21 | 4 | -0.0036753
V_ang | 21 | 5 | -0.0037118
V_ang | 21 | 6 | -0.0039218
V_ang | 21 | 7 | -0.0034822
V_ang | 21 | 8 | -0.00089307
V_ang | 21 | 9 | 0.0017023
V_ang | 21 | 10 | 0.0040791
V_ang | 21 | 11 | 0.0042717
V_ang | 21 | 12 | 0.0050869
V_ang | 21 | 13 | 0.006212
V_ang | 21 | 14 | 0.0053206
V_ang | 21 | 15 | 0.0069172
V_ang | 21 | 16 | 0.005325
V_ang | 21 | 17 | 0.0031176
V_ang | 21 | 18 | 0.00011828
V_ang | 21 | 19 | -0.0031007
V_ang | 21 | 20 | -0.0043556
V_ang | 21 | 21 | -0.0043989
V_ang | 21 | 22 | -0.0045842
V_ang | 21 | 23 | -0.0043764
V_ang | 21 | 24 | -0.0044203
V_ang | 22 | 1 | -0.0056285
V_ang | 22 | 2 | -0.0053328
V_ang | 22 | 3 | -0.0051565
V_ang | 22 | 4 | -0.0050485
V_ang | 22 | 5 | -0.0051039
V_ang | 22 | 6 | -0.0054004
V_ang | 22 | 7 | -0.0048832
V_ang | 22 | 8 | -0.001638
V_ang | 22 | 9 | 0.0016469
V_ang | 22 | 10 | 0.0046274
V_ang | 22 | 11 | 0.0048151
V_ang | 22 | 12 | 0.0058237
V_ang | 22 | 13 | 0.0072412
V_ang | 22 | 14 | 0.0061103
V_ang | 22 | 15 | 0.0081075
V_ang | 22 | 16 | 0.0060507
V_ang | 22 | 17 | 0.0031845
V_ang | 22 | 18 | -0.00067133
V_ang | 22 | 19 | -0.0047124
V_ang | 22 | 20 | -0.0062785
V_ang | 22 | 21 | -0.0062726
V_ang | 22 | 22 | -0.0064337
V_ang | 22 | 23 | -0.0060925
V_ang | 22 | 24 | -0.0061086
V_ang | 23 | 1 | 0.00021414
V_ang | 23 | 2 | 0.00019418
V_ang | 23 | 3 | 0.00018286
V_ang | 23 | 4 | 0.00017978
V_ang | 23 | 5 | 0.00017755
V_ang | 23 | 6 | 0.00019506
V_ang | 23 | 7 | 0.00046506
V_ang | 23 | 8 | 0.0014446
V_ang | 23 | 9 | 0.0028179
V_ang | 23 | 10 | 0.0039967
V_ang | 23 | 11 | 0.0042511
V_ang | 23 | 12 | 0.0044763
V_ang | 23 | 13 | 0.0047315
V_ang | 23 | 14 | 0.0045854
V_ang | 23 | 15 | 0.0048808
V_ang | 23 | 16 | 0.0042739
V_ang | 23 | 17 | 0.0033993
V_ang | 23 | 18 | 0.0023169
V_ang | 23 | 19 | 0.0012665
V_ang | 23 | 20 | 0.00084338
V_ang | 23 | 21 | 0.00068949
V_ang | 23 | 22 | 0.0004563
V_ang | 23 | 23 | 0.00030924
V_ang | 23 | 24 | 0.00020965
V_ang | 24 | 1 | -0.00069312
V_ang | 24 | 2 | -0.00071616
V_ang | 24 | 3 | -0.00072547
V_ang | 24 | 4 | -0.00072544
V_ang | 24 | 5 | -0.00072359
V_ang | 24 | 6 | -0.00071127
V_ang | 24 | 7 | -0.00049532
V_ang | 24 | 8 | 0.00033964
V_ang | 24 | 9 | 0.0014331
V_ang | 24 | 10 | 0.0025
V_ang | 24 | 11 | 0.002751
V_ang | 24 | 12 | 0.0029938
V_ang | 24 | 13 | 0.0033958
V_ang | 24 | 14 | 0.003132
V_ang | 24 | 15 | 0.0033763
V_ang | 24 | 16 | 0.0027927
V_ang | 24 | 17 | 0.0019447
V_ang | 24 | 18 | 0.00099942
V_ang | 24 | 19 | 6.628e-05
V_ang | 24 | 20 | -0.00028387
V_ang | 24 | 21 | -0.00037093
V_ang | 24 | 22 | -0.0005528
V_ang | 24 | 23 | -0.00066688
V_ang | 24 | 24 | -0.00076041
V_ang | 25 | 1 | -0.001138
V_ang | 25 | 2 | -0.0011626
V_ang | 25 | 3 | -0.0011709
V_ang | 25 | 4 | -0.0011694
V_ang | 25 | 5 | -0.0011655
V_ang | 25 | 6 | -0.0011557
V_ang | 25 | 7 | -0.00096646
V_ang | 25 | 8 | -0.00020294
V_ang | 25 | 9 | 0.00075184
V_ang | 25 | 10 | 0.0017631
V_ang | 25 | 11 | 0.0020125
V_ang | 25 | 12 | 0.0022639
V_ang | 25 | 13 | 0.0027389
V_ang | 25 | 14 | 0.0024167
V_ang | 25 | 15 | 0.0026356
V_ang | 25 | 16 | 0.0020636
V_ang | 25 | 17 | 0.0012288
V_ang | 25 | 18 | 0.00035156
V_ang | 25 | 19 | -0.00052344
V_ang | 25 | 20 | -0.00083748
V_ang | 25 | 21 | -0.00089149
V_ang | 25 | 22 | -0.001048
V_ang | 25 | 23 | -0.0011458
V_ang | 25 | 24 | -0.0012363
V_ang | 26 | 1 | 0.0015816
V_ang | 26 | 2 | 0.0015354
V_ang | 26 | 3 | 0.0015048
V_ang | 26 | 4 | 0.0014974
V_ang | 26 | 5 | 0.0014801
V_ang | 26 | 6 | 0.0015285
V_ang | 26 | 7 | 0.0021673
V_ang | 26 | 8 | 0.0044008
V_ang | 26 | 9 | 0.0079039
V_ang | 26 | 10 | 0.010713
V_ang | 26 | 11 | 0.011285
V_ang | 26 | 12 | 0.011677
V_ang | 26 | 13 | 0.011984
V_ang | 26 | 14 | 0.011885
V_ang | 26 | 15 | 0.012371
V_ang | 26 | 16 | 0.010945
V_ang | 26 | 17 | 0.0088625
V_ang | 26 | 18 | 0.0062949
V_ang | 26 | 19 | 0.0040345
V_ang | 26 | 20 | 0.0031038
V_ang | 26 | 21 | 0.0027181
V_ang | 26 | 22 | 0.0021808
V_ang | 26 | 23 | 0.0018226
V_ang | 26 | 24 | 0.0016148
V_ang | 27 | 1 | 0.001877
V_ang | 27 | 2 | 0.0018207
V_ang | 27 | 3 | 0.0017837
V_ang | 27 | 4 | 0.0017738
V_ang | 27 | 5 | 0.0017548
V_ang | 27 | 6 | 0.0018136
V_ang | 27 | 7 | 0.0025222
V_ang | 27 | 8 | 0.0049761
V_ang | 27 | 9 | 0.0088689
V_ang | 27 | 10 | 0.011981
V_ang | 27 | 11 | 0.012621
V_ang | 27 | 12 | 0.01304
V_ang | 27 | 13 | 0.013354
V_ang | 27 | 14 | 0.013267
V_ang | 27 | 15 | 0.01377
V_ang | 27 | 16 | 0.012199
V_ang | 27 | 17 | 0.0099013
V_ang | 27 | 18 | 0.0070764
V_ang | 27 | 19 | 0.0046095
V_ang | 27 | 20 | 0.0035919
V_ang | 27 | 21 | 0.0031594
V_ang | 27 | 22 | 0.00256
V_ang | 27 | 23 | 0.0021531
V_ang | 27 | 24 | 0.0019212
V_ang | 28 | 1 | 0.0022716
V_ang | 28 | 2 | 0.0022069
V_ang | 28 | 3 | 0.0021638
V_ang | 28 | 4 | 0.0021537
V_ang | 28 | 5 | 0.0021282
V_ang | 28 | 6 | 0.0021962
V_ang | 28 | 7 | 0.0031871
V_ang | 28 | 8 | 0.0066835
V_ang | 28 | 9 | 0.01208
V_ang | 28 | 10 | 0.016433
V_ang | 28 | 11 | 0.017321
V_ang | 28 | 12 | 0.017953
V_ang | 28 | 13 | 0.01846
V_ang | 28 | 14 | 0.018278
V_ang | 28 | 15 | 0.019086
V_ang | 28 | 16 | 0.016876
V_ang | 28 | 17 | 0.013659
V_ang | 28 | 18 | 0.009664
V_ang | 28 | 19 | 0.0060896
V_ang | 28 | 20 | 0.0046166
V_ang | 28 | 21 | 0.0040196
V_ang | 28 | 22 | 0.003185
V_ang | 28 | 23 | 0.0026412
V_ang | 28 | 24 | 0.0023178
V_ang | 29 | 1 | 0.0026772
V_ang | 29 | 2 | 0.0026004
V_ang | 29 | 3 | 0.0025494
V_ang | 29 | 4 | 0.002537
V_ang | 29 | 5 | 0.0025076
V_ang | 29 | 6 | 0.0025884
V_ang | 29 | 7 | 0.0038039
V_ang | 29 | 8 | 0.0081069
V_ang | 29 | 9 | 0.01468
V_ang | 29 | 10 | 0.020005
V_ang | 29 | 11 | 0.021097
V_ang | 29 | 12 | 0.02189
V_ang | 29 | 13 | 0.022536
V_ang | 29 | 14 | 0.022291
V_ang | 29 | 15 | 0.02332
V_ang | 29 | 16 | 0.020623
V_ang | 29 | 17 | 0.0167
V_ang | 29 | 18 | 0.011811
V_ang | 29 | 19 | 0.0073848
V_ang | 29 | 20 | 0.0055595
V_ang | 29 | 21 | 0.0048252
V_ang | 29 | 22 | 0.0037973
V_ang | 29 | 23 | 0.003134
V_ang | 29 | 24 | 0.0027342
V_ang | 30 | 1 | 0.0032225
V_ang | 30 | 2 | 0.0031267
V_ang | 30 | 3 | 0.0030634
V_ang | 30 | 4 | 0.0030464
V_ang | 30 | 5 | 0.003014
V_ang | 30 | 6 | 0.0031145
V_ang | 30 | 7 | 0.0044008
V_ang | 30 | 8 | 0.0088837
V_ang | 30 | 9 | 0.015904
V_ang | 30 | 10 | 0.02155
V_ang | 30 | 11 | 0.022719
V_ang | 30 | 12 | 0.023501
V_ang | 30 | 13 | 0.02409
V_ang | 30 | 14 | 0.023916
V_ang | 30 | 15 | 0.024873
V_ang | 30 | 16 | 0.022033
V_ang | 30 | 17 | 0.017887
V_ang | 30 | 18 | 0.01276
V_ang | 30 | 19 | 0.008214
V_ang | 30 | 20 | 0.0063345
V_ang | 30 | 21 | 0.0055468
V_ang | 30 | 22 | 0.004454
V_ang | 30 | 23 | 0.0037246
V_ang | 30 | 24 | 0.0033009
V_ang | 31 | 1 | 0.0028205
V_ang | 31 | 2 | 0.0027388
V_ang | 31 | 3 | 0.0026845
V_ang | 31 | 4 | 0.0026709
V_ang | 31 | 5 | 0.0026408
V_ang | 31 | 6 | 0.0027267
V_ang | 31 | 7 | 0.0039607
V_ang | 31 | 8 | 0.0083106
V_ang | 31 | 9 | 0.015
V_ang | 31 | 10 | 0.020407
V_ang | 31 | 11 | 0.021519
V_ang | 31 | 12 | 0.022309
V_ang | 31 | 13 | 0.02294
V_ang | 31 | 14 | 0.022714
V_ang | 31 | 15 | 0.023725
V_ang | 31 | 16 | 0.02099
V_ang | 31 | 17 | 0.01701
V_ang | 31 | 18 | 0.012059
V_ang | 31 | 19 | 0.0076022
V_ang | 31 | 20 | 0.0057627
V_ang | 31 | 21 | 0.0050146
V_ang | 31 | 22 | 0.0039697
V_ang | 31 | 23 | 0.0032892
V_ang | 31 | 24 | 0.0028831
V_ang | 32 | 1 | 0.0027206
V_ang | 32 | 2 | 0.0026423
V_ang | 32 | 3 | 0.0025903
V_ang | 32 | 4 | 0.0025776
V_ang | 32 | 5 | 0.002548
V_ang | 32 | 6 | 0.0026303
V_ang | 32 | 7 | 0.0038512
V_ang | 32 | 8 | 0.008168
V_ang | 32 | 9 | 0.014775
V_ang | 32 | 10 | 0.020123
V_ang | 32 | 11 | 0.021219
V_ang | 32 | 12 | 0.022013
V_ang | 32 | 13 | 0.022654
V_ang | 32 | 14 | 0.022414
V_ang | 32 | 15 | 0.023438
V_ang | 32 | 16 | 0.020731
V_ang | 32 | 17 | 0.016792
V_ang | 32 | 18 | 0.011885
V_ang | 32 | 19 | 0.0074499
V_ang | 32 | 20 | 0.0056205
V_ang | 32 | 21 | 0.0048822
V_ang | 32 | 22 | 0.0038493
V_ang | 32 | 23 | 0.0031809
V_ang | 32 | 24 | 0.0027792
V_ang | 33 | 1 | -0.010975
V_ang | 33 | 2 | -0.010375
V_ang | 33 | 3 | -0.010019
V_ang | 33 | 4 | -0.0097965
V_ang | 33 | 5 | -0.0099184
V_ang | 33 | 6 | -0.010519
V_ang | 33 | 7 | -0.010058
V_ang | 33 | 8 | -0.0057802
V_ang | 33 | 9 | -0.001585
V_ang | 33 | 10 | 0.0021894
V_ang | 33 | 11 | 0.0020811
V_ang | 33 | 12 | 0.0034301
V_ang | 33 | 13 | 0.0055087
V_ang | 33 | 14 | 0.003779
V_ang | 33 | 15 | 0.006627
V_ang | 33 | 16 | 0.0036111
V_ang | 33 | 17 | -0.00062628
V_ang | 33 | 18 | -0.0061922
V_ang | 33 | 19 | -0.011665
V_ang | 33 | 20 | -0.013725
V_ang | 33 | 21 | -0.013344
V_ang | 33 | 22 | -0.013126
V_ang | 33 | 23 | -0.012168
V_ang | 33 | 24 | -0.011965

## V_ang(Deg)
Variable_name | Index: Buses | Index: Times | Value
V_ang(Deg) | 1 | 1 | 0
V_ang(Deg) | 1 | 2 | 0
V_ang(Deg) | 1 | 3 | 0
V_ang(Deg) | 1 | 4 | 0
V_ang(Deg) | 1 | 5 | 0
V_ang(Deg) | 1 | 6 | 0
V_ang(Deg) | 1 | 7 | 0
V_ang(Deg) | 1 | 8 | 0
V_ang(Deg) | 1 | 9 | 0
V_ang(Deg) | 1 | 10 | 0
V_ang(Deg) | 1 | 11 | 0
V_ang(Deg) | 1 | 12 | 0
V_ang(Deg) | 1 | 13 | 0
V_ang(Deg) | 1 | 14 | 0
V_ang(Deg) | 1 | 15 | 0
V_ang(Deg) | 1 | 16 | 0
V_ang(Deg) | 1 | 17 | 0
V_ang(Deg) | 1 | 18 | 0
V_ang(Deg) | 1 | 19 | 0
V_ang(Deg) | 1 | 20 | 0
V_ang(Deg) | 1 | 21 | 0
V_ang(Deg) | 1 | 22 | 0
V_ang(Deg) | 1 | 23 | 0
V_ang(Deg) | 1 | 24 | 0
V_ang(Deg) | 2 | 1 | 0.0043002
V_ang(Deg) | 2 | 2 | 0.0041383
V_ang(Deg) | 2 | 3 | 0.0040361
V_ang(Deg) | 2 | 4 | 0.004003
V_ang(Deg) | 2 | 5 | 0.0039689
V_ang(Deg) | 2 | 6 | 0.0041322
V_ang(Deg) | 2 | 7 | 0.0070079
V_ang(Deg) | 2 | 8 | 0.017414
V_ang(Deg) | 2 | 9 | 0.031966
V_ang(Deg) | 2 | 10 | 0.044139
V_ang(Deg) | 2 | 11 | 0.046666
V_ang(Deg) | 2 | 12 | 0.048992
V_ang(Deg) | 2 | 13 | 0.051296
V_ang(Deg) | 2 | 14 | 0.050014
V_ang(Deg) | 2 | 15 | 0.053431
V_ang(Deg) | 2 | 16 | 0.047199
V_ang(Deg) | 2 | 17 | 0.038294
V_ang(Deg) | 2 | 18 | 0.026899
V_ang(Deg) | 2 | 19 | 0.015765
V_ang(Deg) | 2 | 20 | 0.011214
V_ang(Deg) | 2 | 21 | 0.0094708
V_ang(Deg) | 2 | 22 | 0.0069779
V_ang(Deg) | 2 | 23 | 0.0054449
V_ang(Deg) | 2 | 24 | 0.0044309
V_ang(Deg) | 3 | 1 | 0.030369
V_ang(Deg) | 3 | 2 | 0.029229
V_ang(Deg) | 3 | 3 | 0.028511
V_ang(Deg) | 3 | 4 | 0.028256
V_ang(Deg) | 3 | 5 | 0.028064
V_ang(Deg) | 3 | 6 | 0.029218
V_ang(Deg) | 3 | 7 | 0.041779
V_ang(Deg) | 3 | 8 | 0.085157
V_ang(Deg) | 3 | 9 | 0.15071
V_ang(Deg) | 3 | 10 | 0.20422
V_ang(Deg) | 3 | 11 | 0.21567
V_ang(Deg) | 3 | 12 | 0.22406
V_ang(Deg) | 3 | 13 | 0.23134
V_ang(Deg) | 3 | 14 | 0.22829
V_ang(Deg) | 3 | 15 | 0.23908
V_ang(Deg) | 3 | 16 | 0.21231
V_ang(Deg) | 3 | 17 | 0.17348
V_ang(Deg) | 3 | 18 | 0.12506
V_ang(Deg) | 3 | 19 | 0.080441
V_ang(Deg) | 3 | 20 | 0.062081
V_ang(Deg) | 3 | 21 | 0.054244
V_ang(Deg) | 3 | 22 | 0.043265
V_ang(Deg) | 3 | 23 | 0.035809
V_ang(Deg) | 3 | 24 | 0.031376
V_ang(Deg) | 4 | 1 | 0.052076
V_ang(Deg) | 4 | 2 | 0.050203
V_ang(Deg) | 4 | 3 | 0.049014
V_ang(Deg) | 4 | 4 | 0.048583
V_ang(Deg) | 4 | 5 | 0.048265
V_ang(Deg) | 4 | 6 | 0.05018
V_ang(Deg) | 4 | 7 | 0.067826
V_ang(Deg) | 4 | 8 | 0.12728
V_ang(Deg) | 4 | 9 | 0.22105
V_ang(Deg) | 4 | 10 | 0.29645
V_ang(Deg) | 4 | 11 | 0.31274
V_ang(Deg) | 4 | 12 | 0.32317
V_ang(Deg) | 4 | 13 | 0.33109
V_ang(Deg) | 4 | 14 | 0.32885
V_ang(Deg) | 4 | 15 | 0.34114
V_ang(Deg) | 4 | 16 | 0.30381
V_ang(Deg) | 4 | 17 | 0.24934
V_ang(Deg) | 4 | 18 | 0.18218
V_ang(Deg) | 4 | 19 | 0.12248
V_ang(Deg) | 4 | 20 | 0.097794
V_ang(Deg) | 4 | 21 | 0.086561
V_ang(Deg) | 4 | 22 | 0.071078
V_ang(Deg) | 4 | 23 | 0.060077
V_ang(Deg) | 4 | 24 | 0.053894
V_ang(Deg) | 5 | 1 | 0.073372
V_ang(Deg) | 5 | 2 | 0.070806
V_ang(Deg) | 5 | 3 | 0.069169
V_ang(Deg) | 5 | 4 | 0.068582
V_ang(Deg) | 5 | 5 | 0.068116
V_ang(Deg) | 5 | 6 | 0.070753
V_ang(Deg) | 5 | 7 | 0.093573
V_ang(Deg) | 5 | 8 | 0.16959
V_ang(Deg) | 5 | 9 | 0.29253
V_ang(Deg) | 5 | 10 | 0.39051
V_ang(Deg) | 5 | 11 | 0.41171
V_ang(Deg) | 5 | 12 | 0.42421
V_ang(Deg) | 5 | 13 | 0.43279
V_ang(Deg) | 5 | 14 | 0.43139
V_ang(Deg) | 5 | 15 | 0.44517
V_ang(Deg) | 5 | 16 | 0.39684
V_ang(Deg) | 5 | 17 | 0.32603
V_ang(Deg) | 5 | 18 | 0.23938
V_ang(Deg) | 5 | 19 | 0.16415
V_ang(Deg) | 5 | 20 | 0.13296
V_ang(Deg) | 5 | 21 | 0.11834
V_ang(Deg) | 5 | 22 | 0.09834
V_ang(Deg) | 5 | 23 | 0.083831
V_ang(Deg) | 5 | 24 | 0.075916
V_ang(Deg) | 6 | 1 | 0.078774
V_ang(Deg) | 6 | 2 | 0.076525
V_ang(Deg) | 6 | 3 | 0.075028
V_ang(Deg) | 6 | 4 | 0.074693
V_ang(Deg) | 6 | 5 | 0.073781
V_ang(Deg) | 6 | 6 | 0.076138
V_ang(Deg) | 6 | 7 | 0.10991
V_ang(Deg) | 6 | 8 | 0.22891
V_ang(Deg) | 6 | 9 | 0.41376
V_ang(Deg) | 6 | 10 | 0.56237
V_ang(Deg) | 6 | 11 | 0.59246
V_ang(Deg) | 6 | 12 | 0.6138
V_ang(Deg) | 6 | 13 | 0.63112
V_ang(Deg) | 6 | 14 | 0.62486
V_ang(Deg) | 6 | 15 | 0.65199
V_ang(Deg) | 6 | 16 | 0.57621
V_ang(Deg) | 6 | 17 | 0.46574
V_ang(Deg) | 6 | 18 | 0.32914
V_ang(Deg) | 6 | 19 | 0.20804
V_ang(Deg) | 6 | 20 | 0.15825
V_ang(Deg) | 6 | 21 | 0.13804
V_ang(Deg) | 6 | 22 | 0.10975
V_ang(Deg) | 6 | 23 | 0.091185
V_ang(Deg) | 6 | 24 | 0.08024
V_ang(Deg) | 7 | 1 | -0.29677
V_ang(Deg) | 7 | 2 | -0.28227
V_ang(Deg) | 7 | 3 | -0.27355
V_ang(Deg) | 7 | 4 | -0.26849
V_ang(Deg) | 7 | 5 | -0.27052
V_ang(Deg) | 7 | 6 | -0.28512
V_ang(Deg) | 7 | 7 | -0.26761
V_ang(Deg) | 7 | 8 | -0.13728
V_ang(Deg) | 7 | 9 | -0.03025
V_ang(Deg) | 7 | 10 | 0.075621
V_ang(Deg) | 7 | 11 | 0.078085
V_ang(Deg) | 7 | 12 | 0.12517
V_ang(Deg) | 7 | 13 | 0.19437
V_ang(Deg) | 7 | 14 | 0.13691
V_ang(Deg) | 7 | 15 | 0.23421
V_ang(Deg) | 7 | 16 | 0.15507
V_ang(Deg) | 7 | 17 | 0.047517
V_ang(Deg) | 7 | 18 | -0.10347
V_ang(Deg) | 7 | 19 | -0.27521
V_ang(Deg) | 7 | 20 | -0.34122
V_ang(Deg) | 7 | 21 | -0.33723
V_ang(Deg) | 7 | 22 | -0.33993
V_ang(Deg) | 7 | 23 | -0.31997
V_ang(Deg) | 7 | 24 | -0.31928
V_ang(Deg) | 8 | 1 | -0.29981
V_ang(Deg) | 8 | 2 | -0.28521
V_ang(Deg) | 8 | 3 | -0.27641
V_ang(Deg) | 8 | 4 | -0.27133
V_ang(Deg) | 8 | 5 | -0.27334
V_ang(Deg) | 8 | 6 | -0.28805
V_ang(Deg) | 8 | 7 | -0.27094
V_ang(Deg) | 8 | 8 | -0.14161
V_ang(Deg) | 8 | 9 | -0.037024
V_ang(Deg) | 8 | 10 | 0.067098
V_ang(Deg) | 8 | 11 | 0.069136
V_ang(Deg) | 8 | 12 | 0.11627
V_ang(Deg) | 8 | 13 | 0.18576
V_ang(Deg) | 8 | 14 | 0.12793
V_ang(Deg) | 8 | 15 | 0.22561
V_ang(Deg) | 8 | 16 | 0.14725
V_ang(Deg) | 8 | 17 | 0.040912
V_ang(Deg) | 8 | 18 | -0.10877
V_ang(Deg) | 8 | 19 | -0.27983
V_ang(Deg) | 8 | 20 | -0.34555
V_ang(Deg) | 8 | 21 | -0.34125
V_ang(Deg) | 8 | 22 | -0.34359
V_ang(Deg) | 8 | 23 | -0.32326
V_ang(Deg) | 8 | 24 | -0.32244
V_ang(Deg) | 9 | 1 | -0.30443
V_ang(Deg) | 9 | 2 | -0.28957
V_ang(Deg) | 9 | 3 | -0.28063
V_ang(Deg) | 9 | 4 | -0.27545
V_ang(Deg) | 9 | 5 | -0.27752
V_ang(Deg) | 9 | 6 | -0.29249
V_ang(Deg) | 9 | 7 | -0.27585
V_ang(Deg) | 9 | 8 | -0.14729
V_ang(Deg) | 9 | 9 | -0.043912
V_ang(Deg) | 9 | 10 | 0.059151
V_ang(Deg) | 9 | 11 | 0.06057
V_ang(Deg) | 9 | 12 | 0.10756
V_ang(Deg) | 9 | 13 | 0.17715
V_ang(Deg) | 9 | 14 | 0.11911
V_ang(Deg) | 9 | 15 | 0.21681
V_ang(Deg) | 9 | 16 | 0.13851
V_ang(Deg) | 9 | 17 | 0.032241
V_ang(Deg) | 9 | 18 | -0.11718
V_ang(Deg) | 9 | 19 | -0.28756
V_ang(Deg) | 9 | 20 | -0.35291
V_ang(Deg) | 9 | 21 | -0.34805
V_ang(Deg) | 9 | 22 | -0.3497
V_ang(Deg) | 9 | 23 | -0.32866
V_ang(Deg) | 9 | 24 | -0.3275
V_ang(Deg) | 10 | 1 | -0.45648
V_ang(Deg) | 10 | 2 | -0.43196
V_ang(Deg) | 10 | 3 | -0.41739
V_ang(Deg) | 10 | 4 | -0.40836
V_ang(Deg) | 10 | 5 | -0.41319
V_ang(Deg) | 10 | 6 | -0.43773
V_ang(Deg) | 10 | 7 | -0.39354
V_ang(Deg) | 10 | 8 | -0.12035
V_ang(Deg) | 10 | 9 | 0.16349
V_ang(Deg) | 10 | 10 | 0.41785
V_ang(Deg) | 10 | 11 | 0.43489
V_ang(Deg) | 10 | 12 | 0.51737
V_ang(Deg) | 10 | 13 | 0.6323
V_ang(Deg) | 10 | 14 | 0.54129
V_ang(Deg) | 10 | 15 | 0.7032
V_ang(Deg) | 10 | 16 | 0.5296
V_ang(Deg) | 10 | 17 | 0.28625
V_ang(Deg) | 10 | 18 | -0.039924
V_ang(Deg) | 10 | 19 | -0.37794
V_ang(Deg) | 10 | 20 | -0.50926
V_ang(Deg) | 10 | 21 | -0.50922
V_ang(Deg) | 10 | 22 | -0.52316
V_ang(Deg) | 10 | 23 | -0.49532
V_ang(Deg) | 10 | 24 | -0.49665
V_ang(Deg) | 11 | 1 | -0.45648
V_ang(Deg) | 11 | 2 | -0.43197
V_ang(Deg) | 11 | 3 | -0.41739
V_ang(Deg) | 11 | 4 | -0.40836
V_ang(Deg) | 11 | 5 | -0.4132
V_ang(Deg) | 11 | 6 | -0.43774
V_ang(Deg) | 11 | 7 | -0.39355
V_ang(Deg) | 11 | 8 | -0.12036
V_ang(Deg) | 11 | 9 | 0.16348
V_ang(Deg) | 11 | 10 | 0.41784
V_ang(Deg) | 11 | 11 | 0.43488
V_ang(Deg) | 11 | 12 | 0.51736
V_ang(Deg) | 11 | 13 | 0.63229
V_ang(Deg) | 11 | 14 | 0.54128
V_ang(Deg) | 11 | 15 | 0.70319
V_ang(Deg) | 11 | 16 | 0.52958
V_ang(Deg) | 11 | 17 | 0.28624
V_ang(Deg) | 11 | 18 | -0.039936
V_ang(Deg) | 11 | 19 | -0.37795
V_ang(Deg) | 11 | 20 | -0.50927
V_ang(Deg) | 11 | 21 | -0.50923
V_ang(Deg) | 11 | 22 | -0.52317
V_ang(Deg) | 11 | 23 | -0.49532
V_ang(Deg) | 11 | 24 | -0.49665
V_ang(Deg) | 12 | 1 | -0.45761
V_ang(Deg) | 12 | 2 | -0.43303
V_ang(Deg) | 12 | 3 | -0.41842
V_ang(Deg) | 12 | 4 | -0.40936
V_ang(Deg) | 12 | 5 | -0.41421
V_ang(Deg) | 12 | 6 | -0.43882
V_ang(Deg) | 12 | 7 | -0.39474
V_ang(Deg) | 12 | 8 | -0.12174
V_ang(Deg) | 12 | 9 | 0.16182
V_ang(Deg) | 12 | 10 | 0.41594
V_ang(Deg) | 12 | 11 | 0.43283
V_ang(Deg) | 12 | 12 | 0.51528
V_ang(Deg) | 12 | 13 | 0.63023
V_ang(Deg) | 12 | 14 | 0.53917
V_ang(Deg) | 12 | 15 | 0.70109
V_ang(Deg) | 12 | 16 | 0.52749
V_ang(Deg) | 12 | 17 | 0.28415
V_ang(Deg) | 12 | 18 | -0.04198
V_ang(Deg) | 12 | 19 | -0.37984
V_ang(Deg) | 12 | 20 | -0.51107
V_ang(Deg) | 12 | 21 | -0.51089
V_ang(Deg) | 12 | 22 | -0.52466
V_ang(Deg) | 12 | 23 | -0.49664
V_ang(Deg) | 12 | 24 | -0.49789
V_ang(Deg) | 13 | 1 | -0.50286
V_ang(Deg) | 13 | 2 | -0.4757
V_ang(Deg) | 13 | 3 | -0.45957
V_ang(Deg) | 13 | 4 | -0.44955
V_ang(Deg) | 13 | 5 | -0.45496
V_ang(Deg) | 13 | 6 | -0.48213
V_ang(Deg) | 13 | 7 | -0.44269
V_ang(Deg) | 13 | 8 | -0.17698
V_ang(Deg) | 13 | 9 | 0.09532
V_ang(Deg) | 13 | 10 | 0.33962
V_ang(Deg) | 13 | 11 | 0.35053
V_ang(Deg) | 13 | 12 | 0.43165
V_ang(Deg) | 13 | 13 | 0.54767
V_ang(Deg) | 13 | 14 | 0.45453
V_ang(Deg) | 13 | 15 | 0.61678
V_ang(Deg) | 13 | 16 | 0.44338
V_ang(Deg) | 13 | 17 | 0.20018
V_ang(Deg) | 13 | 18 | -0.12408
V_ang(Deg) | 13 | 19 | -0.45566
V_ang(Deg) | 13 | 20 | -0.58346
V_ang(Deg) | 13 | 21 | -0.57766
V_ang(Deg) | 13 | 22 | -0.58459
V_ang(Deg) | 13 | 23 | -0.54956
V_ang(Deg) | 13 | 24 | -0.54745
V_ang(Deg) | 14 | 1 | -0.54404
V_ang(Deg) | 14 | 2 | -0.51452
V_ang(Deg) | 14 | 3 | -0.497
V_ang(Deg) | 14 | 4 | -0.4861
V_ang(Deg) | 14 | 5 | -0.49202
V_ang(Deg) | 14 | 6 | -0.52154
V_ang(Deg) | 14 | 7 | -0.48636
V_ang(Deg) | 14 | 8 | -0.22736
V_ang(Deg) | 14 | 9 | 0.034558
V_ang(Deg) | 14 | 10 | 0.26975
V_ang(Deg) | 14 | 11 | 0.27511
V_ang(Deg) | 14 | 12 | 0.35499
V_ang(Deg) | 14 | 13 | 0.472
V_ang(Deg) | 14 | 14 | 0.37693
V_ang(Deg) | 14 | 15 | 0.53948
V_ang(Deg) | 14 | 16 | 0.36628
V_ang(Deg) | 14 | 17 | 0.12321
V_ang(Deg) | 14 | 18 | -0.19931
V_ang(Deg) | 14 | 19 | -0.52505
V_ang(Deg) | 14 | 20 | -0.64968
V_ang(Deg) | 14 | 21 | -0.63867
V_ang(Deg) | 14 | 22 | -0.63929
V_ang(Deg) | 14 | 23 | -0.59779
V_ang(Deg) | 14 | 24 | -0.59259
V_ang(Deg) | 15 | 1 | -0.56331
V_ang(Deg) | 15 | 2 | -0.53268
V_ang(Deg) | 15 | 3 | -0.51451
V_ang(Deg) | 15 | 4 | -0.50319
V_ang(Deg) | 15 | 5 | -0.50935
V_ang(Deg) | 15 | 6 | -0.53998
V_ang(Deg) | 15 | 7 | -0.50678
V_ang(Deg) | 15 | 8 | -0.25093
V_ang(Deg) | 15 | 9 | 0.006119
V_ang(Deg) | 15 | 10 | 0.23704
V_ang(Deg) | 15 | 11 | 0.2398
V_ang(Deg) | 15 | 12 | 0.31909
V_ang(Deg) | 15 | 13 | 0.43658
V_ang(Deg) | 15 | 14 | 0.3406
V_ang(Deg) | 15 | 15 | 0.50329
V_ang(Deg) | 15 | 16 | 0.33018
V_ang(Deg) | 15 | 17 | 0.087174
V_ang(Deg) | 15 | 18 | -0.23453
V_ang(Deg) | 15 | 19 | -0.55754
V_ang(Deg) | 15 | 20 | -0.68068
V_ang(Deg) | 15 | 21 | -0.66723
V_ang(Deg) | 15 | 22 | -0.66488
V_ang(Deg) | 15 | 23 | -0.62036
V_ang(Deg) | 15 | 24 | -0.61371
V_ang(Deg) | 16 | 1 | -0.57478
V_ang(Deg) | 16 | 2 | -0.54349
V_ang(Deg) | 16 | 3 | -0.52493
V_ang(Deg) | 16 | 4 | -0.51337
V_ang(Deg) | 16 | 5 | -0.51967
V_ang(Deg) | 16 | 6 | -0.55096
V_ang(Deg) | 16 | 7 | -0.51895
V_ang(Deg) | 16 | 8 | -0.26497
V_ang(Deg) | 16 | 9 | -0.010816
V_ang(Deg) | 16 | 10 | 0.21756
V_ang(Deg) | 16 | 11 | 0.21877
V_ang(Deg) | 16 | 12 | 0.29771
V_ang(Deg) | 16 | 13 | 0.41548
V_ang(Deg) | 16 | 14 | 0.31896
V_ang(Deg) | 16 | 15 | 0.48173
V_ang(Deg) | 16 | 16 | 0.30868
V_ang(Deg) | 16 | 17 | 0.06571
V_ang(Deg) | 16 | 18 | -0.25551
V_ang(Deg) | 16 | 19 | -0.57689
V_ang(Deg) | 16 | 20 | -0.69913
V_ang(Deg) | 16 | 21 | -0.68423
V_ang(Deg) | 16 | 22 | -0.68013
V_ang(Deg) | 16 | 23 | -0.63379
V_ang(Deg) | 16 | 24 | -0.62628
V_ang(Deg) | 17 | 1 | -0.6213
V_ang(Deg) | 17 | 2 | -0.58734
V_ang(Deg) | 17 | 3 | -0.56719
V_ang(Deg) | 17 | 4 | -0.55463
V_ang(Deg) | 17 | 5 | -0.56152
V_ang(Deg) | 17 | 6 | -0.59547
V_ang(Deg) | 17 | 7 | -0.56829
V_ang(Deg) | 17 | 8 | -0.32196
V_ang(Deg) | 17 | 9 | -0.079665
V_ang(Deg) | 17 | 10 | 0.13829
V_ang(Deg) | 17 | 11 | 0.13312
V_ang(Deg) | 17 | 12 | 0.21064
V_ang(Deg) | 17 | 13 | 0.32955
V_ang(Deg) | 17 | 14 | 0.23081
V_ang(Deg) | 17 | 15 | 0.39393
V_ang(Deg) | 17 | 16 | 0.2211
V_ang(Deg) | 17 | 17 | -0.021715
V_ang(Deg) | 17 | 18 | -0.34094
V_ang(Deg) | 17 | 19 | -0.65562
V_ang(Deg) | 17 | 20 | -0.77423
V_ang(Deg) | 17 | 21 | -0.75337
V_ang(Deg) | 17 | 22 | -0.74205
V_ang(Deg) | 17 | 23 | -0.68834
V_ang(Deg) | 17 | 24 | -0.67731
V_ang(Deg) | 18 | 1 | -0.62682
V_ang(Deg) | 18 | 2 | -0.59254
V_ang(Deg) | 18 | 3 | -0.57221
V_ang(Deg) | 18 | 4 | -0.55952
V_ang(Deg) | 18 | 5 | -0.56648
V_ang(Deg) | 18 | 6 | -0.60075
V_ang(Deg) | 18 | 7 | -0.57415
V_ang(Deg) | 18 | 8 | -0.32872
V_ang(Deg) | 18 | 9 | -0.087842
V_ang(Deg) | 18 | 10 | 0.12887
V_ang(Deg) | 18 | 11 | 0.12294
V_ang(Deg) | 18 | 12 | 0.20029
V_ang(Deg) | 18 | 13 | 0.31934
V_ang(Deg) | 18 | 14 | 0.22033
V_ang(Deg) | 18 | 15 | 0.38349
V_ang(Deg) | 18 | 16 | 0.21069
V_ang(Deg) | 18 | 17 | -0.032105
V_ang(Deg) | 18 | 18 | -0.35109
V_ang(Deg) | 18 | 19 | -0.66498
V_ang(Deg) | 18 | 20 | -0.78315
V_ang(Deg) | 18 | 21 | -0.76158
V_ang(Deg) | 18 | 22 | -0.7494
V_ang(Deg) | 18 | 23 | -0.69482
V_ang(Deg) | 18 | 24 | -0.68337
V_ang(Deg) | 19 | 1 | -0.015853
V_ang(Deg) | 19 | 2 | -0.014993
V_ang(Deg) | 19 | 3 | -0.014483
V_ang(Deg) | 19 | 4 | -0.014147
V_ang(Deg) | 19 | 5 | -0.01436
V_ang(Deg) | 19 | 6 | -0.015223
V_ang(Deg) | 19 | 7 | -0.010252
V_ang(Deg) | 19 | 8 | 0.012622
V_ang(Deg) | 19 | 9 | 0.039629
V_ang(Deg) | 19 | 10 | 0.063237
V_ang(Deg) | 19 | 11 | 0.066641
V_ang(Deg) | 19 | 12 | 0.072934
V_ang(Deg) | 19 | 13 | 0.080751
V_ang(Deg) | 19 | 14 | 0.075083
V_ang(Deg) | 19 | 15 | 0.086331
V_ang(Deg) | 19 | 16 | 0.072352
V_ang(Deg) | 19 | 17 | 0.052741
V_ang(Deg) | 19 | 18 | 0.026843
V_ang(Deg) | 19 | 19 | 0.00021083
V_ang(Deg) | 19 | 20 | -0.01036
V_ang(Deg) | 19 | 21 | -0.012289
V_ang(Deg) | 19 | 22 | -0.015644
V_ang(Deg) | 19 | 23 | -0.016145
V_ang(Deg) | 19 | 24 | -0.017355
V_ang(Deg) | 20 | 1 | -0.16986
V_ang(Deg) | 20 | 2 | -0.16117
V_ang(Deg) | 20 | 3 | -0.15598
V_ang(Deg) | 20 | 4 | -0.15283
V_ang(Deg) | 20 | 5 | -0.15438
V_ang(Deg) | 20 | 6 | -0.16311
V_ang(Deg) | 20 | 7 | -0.13777
V_ang(Deg) | 20 | 8 | -0.0028096
V_ang(Deg) | 20 | 9 | 0.13846
V_ang(Deg) | 20 | 10 | 0.26631
V_ang(Deg) | 20 | 11 | 0.28015
V_ang(Deg) | 20 | 12 | 0.32124
V_ang(Deg) | 20 | 13 | 0.37591
V_ang(Deg) | 20 | 14 | 0.33362
V_ang(Deg) | 20 | 15 | 0.41189
V_ang(Deg) | 20 | 16 | 0.33056
V_ang(Deg) | 20 | 17 | 0.21757
V_ang(Deg) | 20 | 18 | 0.064219
V_ang(Deg) | 20 | 19 | -0.10056
V_ang(Deg) | 20 | 20 | -0.16537
V_ang(Deg) | 20 | 21 | -0.17129
V_ang(Deg) | 20 | 22 | -0.18508
V_ang(Deg) | 20 | 23 | -0.17952
V_ang(Deg) | 20 | 24 | -0.18385
V_ang(Deg) | 21 | 1 | -0.23405
V_ang(Deg) | 21 | 2 | -0.22207
V_ang(Deg) | 21 | 3 | -0.21491
V_ang(Deg) | 21 | 4 | -0.21058
V_ang(Deg) | 21 | 5 | -0.21267
V_ang(Deg) | 21 | 6 | -0.22471
V_ang(Deg) | 21 | 7 | -0.19951
V_ang(Deg) | 21 | 8 | -0.051169
V_ang(Deg) | 21 | 9 | 0.097534
V_ang(Deg) | 21 | 10 | 0.23371
V_ang(Deg) | 21 | 11 | 0.24475
V_ang(Deg) | 21 | 12 | 0.29146
V_ang(Deg) | 21 | 13 | 0.35592
V_ang(Deg) | 21 | 14 | 0.30485
V_ang(Deg) | 21 | 15 | 0.39633
V_ang(Deg) | 21 | 16 | 0.3051
V_ang(Deg) | 21 | 17 | 0.17862
V_ang(Deg) | 21 | 18 | 0.0067771
V_ang(Deg) | 21 | 19 | -0.17766
V_ang(Deg) | 21 | 20 | -0.24956
V_ang(Deg) | 21 | 21 | -0.25204
V_ang(Deg) | 21 | 22 | -0.26266
V_ang(Deg) | 21 | 23 | -0.25075
V_ang(Deg) | 21 | 24 | -0.25326
V_ang(Deg) | 22 | 1 | -0.32249
V_ang(Deg) | 22 | 2 | -0.30554
V_ang(Deg) | 22 | 3 | -0.29545
V_ang(Deg) | 22 | 4 | -0.28926
V_ang(Deg) | 22 | 5 | -0.29243
V_ang(Deg) | 22 | 6 | -0.30942
V_ang(Deg) | 22 | 7 | -0.27979
V_ang(Deg) | 22 | 8 | -0.093851
V_ang(Deg) | 22 | 9 | 0.094362
V_ang(Deg) | 22 | 10 | 0.26513
V_ang(Deg) | 22 | 11 | 0.27588
V_ang(Deg) | 22 | 12 | 0.33367
V_ang(Deg) | 22 | 13 | 0.41489
V_ang(Deg) | 22 | 14 | 0.3501
V_ang(Deg) | 22 | 15 | 0.46452
V_ang(Deg) | 22 | 16 | 0.34668
V_ang(Deg) | 22 | 17 | 0.18246
V_ang(Deg) | 22 | 18 | -0.038465
V_ang(Deg) | 22 | 19 | -0.27
V_ang(Deg) | 22 | 20 | -0.35973
V_ang(Deg) | 22 | 21 | -0.35939
V_ang(Deg) | 22 | 22 | -0.36862
V_ang(Deg) | 22 | 23 | -0.34908
V_ang(Deg) | 22 | 24 | -0.35
V_ang(Deg) | 23 | 1 | 0.012269
V_ang(Deg) | 23 | 2 | 0.011126
V_ang(Deg) | 23 | 3 | 0.010477
V_ang(Deg) | 23 | 4 | 0.010301
V_ang(Deg) | 23 | 5 | 0.010173
V_ang(Deg) | 23 | 6 | 0.011176
V_ang(Deg) | 23 | 7 | 0.026646
V_ang(Deg) | 23 | 8 | 0.082768
V_ang(Deg) | 23 | 9 | 0.16146
V_ang(Deg) | 23 | 10 | 0.229
V_ang(Deg) | 23 | 11 | 0.24357
V_ang(Deg) | 23 | 12 | 0.25647
V_ang(Deg) | 23 | 13 | 0.2711
V_ang(Deg) | 23 | 14 | 0.26272
V_ang(Deg) | 23 | 15 | 0.27965
V_ang(Deg) | 23 | 16 | 0.24487
V_ang(Deg) | 23 | 17 | 0.19476
V_ang(Deg) | 23 | 18 | 0.13275
V_ang(Deg) | 23 | 19 | 0.072564
V_ang(Deg) | 23 | 20 | 0.048322
V_ang(Deg) | 23 | 21 | 0.039505
V_ang(Deg) | 23 | 22 | 0.026144
V_ang(Deg) | 23 | 23 | 0.017718
V_ang(Deg) | 23 | 24 | 0.012012
V_ang(Deg) | 24 | 1 | -0.039713
V_ang(Deg) | 24 | 2 | -0.041033
V_ang(Deg) | 24 | 3 | -0.041566
V_ang(Deg) | 24 | 4 | -0.041565
V_ang(Deg) | 24 | 5 | -0.041459
V_ang(Deg) | 24 | 6 | -0.040753
V_ang(Deg) | 24 | 7 | -0.02838
V_ang(Deg) | 24 | 8 | 0.01946
V_ang(Deg) | 24 | 9 | 0.082112
V_ang(Deg) | 24 | 10 | 0.14324
V_ang(Deg) | 24 | 11 | 0.15762
V_ang(Deg) | 24 | 12 | 0.17153
V_ang(Deg) | 24 | 13 | 0.19457
V_ang(Deg) | 24 | 14 | 0.17945
V_ang(Deg) | 24 | 15 | 0.19345
V_ang(Deg) | 24 | 16 | 0.16001
V_ang(Deg) | 24 | 17 | 0.11143
V_ang(Deg) | 24 | 18 | 0.057263
V_ang(Deg) | 24 | 19 | 0.0037975
V_ang(Deg) | 24 | 20 | -0.016265
V_ang(Deg) | 24 | 21 | -0.021253
V_ang(Deg) | 24 | 22 | -0.031673
V_ang(Deg) | 24 | 23 | -0.038209
V_ang(Deg) | 24 | 24 | -0.043568
V_ang(Deg) | 25 | 1 | -0.065205
V_ang(Deg) | 25 | 2 | -0.066612
V_ang(Deg) | 25 | 3 | -0.067089
V_ang(Deg) | 25 | 4 | -0.066999
V_ang(Deg) | 25 | 5 | -0.066778
V_ang(Deg) | 25 | 6 | -0.066218
V_ang(Deg) | 25 | 7 | -0.055374
V_ang(Deg) | 25 | 8 | -0.011628
V_ang(Deg) | 25 | 9 | 0.043077
V_ang(Deg) | 25 | 10 | 0.10102
V_ang(Deg) | 25 | 11 | 0.11531
V_ang(Deg) | 25 | 12 | 0.12971
V_ang(Deg) | 25 | 13 | 0.15693
V_ang(Deg) | 25 | 14 | 0.13847
V_ang(Deg) | 25 | 15 | 0.15101
V_ang(Deg) | 25 | 16 | 0.11824
V_ang(Deg) | 25 | 17 | 0.070408
V_ang(Deg) | 25 | 18 | 0.020143
V_ang(Deg) | 25 | 19 | -0.029991
V_ang(Deg) | 25 | 20 | -0.047984
V_ang(Deg) | 25 | 21 | -0.051078
V_ang(Deg) | 25 | 22 | -0.060046
V_ang(Deg) | 25 | 23 | -0.065649
V_ang(Deg) | 25 | 24 | -0.070836
V_ang(Deg) | 26 | 1 | 0.09062
V_ang(Deg) | 26 | 2 | 0.087973
V_ang(Deg) | 26 | 3 | 0.086221
V_ang(Deg) | 26 | 4 | 0.085792
V_ang(Deg) | 26 | 5 | 0.084806
V_ang(Deg) | 26 | 6 | 0.087576
V_ang(Deg) | 26 | 7 | 0.12418
V_ang(Deg) | 26 | 8 | 0.25215
V_ang(Deg) | 26 | 9 | 0.45286
V_ang(Deg) | 26 | 10 | 0.61379
V_ang(Deg) | 26 | 11 | 0.64661
V_ang(Deg) | 26 | 12 | 0.66906
V_ang(Deg) | 26 | 13 | 0.68666
V_ang(Deg) | 26 | 14 | 0.68093
V_ang(Deg) | 26 | 15 | 0.70878
V_ang(Deg) | 26 | 16 | 0.62707
V_ang(Deg) | 26 | 17 | 0.50778
V_ang(Deg) | 26 | 18 | 0.36067
V_ang(Deg) | 26 | 19 | 0.23116
V_ang(Deg) | 26 | 20 | 0.17783
V_ang(Deg) | 26 | 21 | 0.15574
V_ang(Deg) | 26 | 22 | 0.12495
V_ang(Deg) | 26 | 23 | 0.10443
V_ang(Deg) | 26 | 24 | 0.092519
V_ang(Deg) | 27 | 1 | 0.10754
V_ang(Deg) | 27 | 2 | 0.10432
V_ang(Deg) | 27 | 3 | 0.1022
V_ang(Deg) | 27 | 4 | 0.10163
V_ang(Deg) | 27 | 5 | 0.10055
V_ang(Deg) | 27 | 6 | 0.10391
V_ang(Deg) | 27 | 7 | 0.14451
V_ang(Deg) | 27 | 8 | 0.28511
V_ang(Deg) | 27 | 9 | 0.50815
V_ang(Deg) | 27 | 10 | 0.68645
V_ang(Deg) | 27 | 11 | 0.72315
V_ang(Deg) | 27 | 12 | 0.74714
V_ang(Deg) | 27 | 13 | 0.76511
V_ang(Deg) | 27 | 14 | 0.76017
V_ang(Deg) | 27 | 15 | 0.78899
V_ang(Deg) | 27 | 16 | 0.69896
V_ang(Deg) | 27 | 17 | 0.56731
V_ang(Deg) | 27 | 18 | 0.40545
V_ang(Deg) | 27 | 19 | 0.2641
V_ang(Deg) | 27 | 20 | 0.2058
V_ang(Deg) | 27 | 21 | 0.18102
V_ang(Deg) | 27 | 22 | 0.14668
V_ang(Deg) | 27 | 23 | 0.12336
V_ang(Deg) | 27 | 24 | 0.11008
V_ang(Deg) | 28 | 1 | 0.13015
V_ang(Deg) | 28 | 2 | 0.12644
V_ang(Deg) | 28 | 3 | 0.12398
V_ang(Deg) | 28 | 4 | 0.1234
V_ang(Deg) | 28 | 5 | 0.12194
V_ang(Deg) | 28 | 6 | 0.12583
V_ang(Deg) | 28 | 7 | 0.18261
V_ang(Deg) | 28 | 8 | 0.38293
V_ang(Deg) | 28 | 9 | 0.69214
V_ang(Deg) | 28 | 10 | 0.94153
V_ang(Deg) | 28 | 11 | 0.99241
V_ang(Deg) | 28 | 12 | 1.0286
V_ang(Deg) | 28 | 13 | 1.0577
V_ang(Deg) | 28 | 14 | 1.0472
V_ang(Deg) | 28 | 15 | 1.0935
V_ang(Deg) | 28 | 16 | 0.96695
V_ang(Deg) | 28 | 17 | 0.78258
V_ang(Deg) | 28 | 18 | 0.55371
V_ang(Deg) | 28 | 19 | 0.34891
V_ang(Deg) | 28 | 20 | 0.26451
V_ang(Deg) | 28 | 21 | 0.23031
V_ang(Deg) | 28 | 22 | 0.18249
V_ang(Deg) | 28 | 23 | 0.15133
V_ang(Deg) | 28 | 24 | 0.1328
V_ang(Deg) | 29 | 1 | 0.15339
V_ang(Deg) | 29 | 2 | 0.14899
V_ang(Deg) | 29 | 3 | 0.14607
V_ang(Deg) | 29 | 4 | 0.14536
V_ang(Deg) | 29 | 5 | 0.14368
V_ang(Deg) | 29 | 6 | 0.1483
V_ang(Deg) | 29 | 7 | 0.21795
V_ang(Deg) | 29 | 8 | 0.46449
V_ang(Deg) | 29 | 9 | 0.84113
V_ang(Deg) | 29 | 10 | 1.1462
V_ang(Deg) | 29 | 11 | 1.2087
V_ang(Deg) | 29 | 12 | 1.2542
V_ang(Deg) | 29 | 13 | 1.2912
V_ang(Deg) | 29 | 14 | 1.2772
V_ang(Deg) | 29 | 15 | 1.3362
V_ang(Deg) | 29 | 16 | 1.1816
V_ang(Deg) | 29 | 17 | 0.95686
V_ang(Deg) | 29 | 18 | 0.67669
V_ang(Deg) | 29 | 19 | 0.42312
V_ang(Deg) | 29 | 20 | 0.31853
V_ang(Deg) | 29 | 21 | 0.27646
V_ang(Deg) | 29 | 22 | 0.21757
V_ang(Deg) | 29 | 23 | 0.17957
V_ang(Deg) | 29 | 24 | 0.15666
V_ang(Deg) | 30 | 1 | 0.18464
V_ang(Deg) | 30 | 2 | 0.17914
V_ang(Deg) | 30 | 3 | 0.17552
V_ang(Deg) | 30 | 4 | 0.17455
V_ang(Deg) | 30 | 5 | 0.17269
V_ang(Deg) | 30 | 6 | 0.17845
V_ang(Deg) | 30 | 7 | 0.25215
V_ang(Deg) | 30 | 8 | 0.509
V_ang(Deg) | 30 | 9 | 0.91125
V_ang(Deg) | 30 | 10 | 1.2347
V_ang(Deg) | 30 | 11 | 1.3017
V_ang(Deg) | 30 | 12 | 1.3465
V_ang(Deg) | 30 | 13 | 1.3802
V_ang(Deg) | 30 | 14 | 1.3703
V_ang(Deg) | 30 | 15 | 1.4251
V_ang(Deg) | 30 | 16 | 1.2624
V_ang(Deg) | 30 | 17 | 1.0248
V_ang(Deg) | 30 | 18 | 0.7311
V_ang(Deg) | 30 | 19 | 0.47063
V_ang(Deg) | 30 | 20 | 0.36294
V_ang(Deg) | 30 | 21 | 0.31781
V_ang(Deg) | 30 | 22 | 0.25519
V_ang(Deg) | 30 | 23 | 0.2134
V_ang(Deg) | 30 | 24 | 0.18913
V_ang(Deg) | 31 | 1 | 0.1616
V_ang(Deg) | 31 | 2 | 0.15692
V_ang(Deg) | 31 | 3 | 0.15381
V_ang(Deg) | 31 | 4 | 0.15303
V_ang(Deg) | 31 | 5 | 0.15131
V_ang(Deg) | 31 | 6 | 0.15623
V_ang(Deg) | 31 | 7 | 0.22693
V_ang(Deg) | 31 | 8 | 0.47616
V_ang(Deg) | 31 | 9 | 0.85944
V_ang(Deg) | 31 | 10 | 1.1693
V_ang(Deg) | 31 | 11 | 1.2329
V_ang(Deg) | 31 | 12 | 1.2782
V_ang(Deg) | 31 | 13 | 1.3144
V_ang(Deg) | 31 | 14 | 1.3014
V_ang(Deg) | 31 | 15 | 1.3593
V_ang(Deg) | 31 | 16 | 1.2027
V_ang(Deg) | 31 | 17 | 0.97461
V_ang(Deg) | 31 | 18 | 0.69094
V_ang(Deg) | 31 | 19 | 0.43557
V_ang(Deg) | 31 | 20 | 0.33018
V_ang(Deg) | 31 | 21 | 0.28731
V_ang(Deg) | 31 | 22 | 0.22745
V_ang(Deg) | 31 | 23 | 0.18846
V_ang(Deg) | 31 | 24 | 0.16519
V_ang(Deg) | 32 | 1 | 0.15588
V_ang(Deg) | 32 | 2 | 0.15139
V_ang(Deg) | 32 | 3 | 0.14841
V_ang(Deg) | 32 | 4 | 0.14768
V_ang(Deg) | 32 | 5 | 0.14599
V_ang(Deg) | 32 | 6 | 0.1507
V_ang(Deg) | 32 | 7 | 0.22066
V_ang(Deg) | 32 | 8 | 0.46799
V_ang(Deg) | 32 | 9 | 0.84654
V_ang(Deg) | 32 | 10 | 1.1529
V_ang(Deg) | 32 | 11 | 1.2158
V_ang(Deg) | 32 | 12 | 1.2612
V_ang(Deg) | 32 | 13 | 1.298
V_ang(Deg) | 32 | 14 | 1.2842
V_ang(Deg) | 32 | 15 | 1.3429
V_ang(Deg) | 32 | 16 | 1.1878
V_ang(Deg) | 32 | 17 | 0.96211
V_ang(Deg) | 32 | 18 | 0.68094
V_ang(Deg) | 32 | 19 | 0.42685
V_ang(Deg) | 32 | 20 | 0.32203
V_ang(Deg) | 32 | 21 | 0.27973
V_ang(Deg) | 32 | 22 | 0.22055
V_ang(Deg) | 32 | 23 | 0.18225
V_ang(Deg) | 32 | 24 | 0.15924
V_ang(Deg) | 33 | 1 | -0.62883
V_ang(Deg) | 33 | 2 | -0.59443
V_ang(Deg) | 33 | 3 | -0.57403
V_ang(Deg) | 33 | 4 | -0.5613
V_ang(Deg) | 33 | 5 | -0.56828
V_ang(Deg) | 33 | 6 | -0.60267
V_ang(Deg) | 33 | 7 | -0.57628
V_ang(Deg) | 33 | 8 | -0.33118
V_ang(Deg) | 33 | 9 | -0.090814
V_ang(Deg) | 33 | 10 | 0.12544
V_ang(Deg) | 33 | 11 | 0.11924
V_ang(Deg) | 33 | 12 | 0.19653
V_ang(Deg) | 33 | 13 | 0.31562
V_ang(Deg) | 33 | 14 | 0.21652
V_ang(Deg) | 33 | 15 | 0.3797
V_ang(Deg) | 33 | 16 | 0.2069
V_ang(Deg) | 33 | 17 | -0.035883
V_ang(Deg) | 33 | 18 | -0.35479
V_ang(Deg) | 33 | 19 | -0.66838
V_ang(Deg) | 33 | 20 | -0.78639
V_ang(Deg) | 33 | 21 | -0.76456
V_ang(Deg) | 33 | 22 | -0.75207
V_ang(Deg) | 33 | 23 | -0.69717
V_ang(Deg) | 33 | 24 | -0.68557

## PGen
Variable_name | Index: Gens | Index: Buses | Index: Times | Value
PGen | 1 | 1 | 1 | 0.18686
PGen | 1 | 1 | 2 | 0.18027
PGen | 1 | 1 | 3 | 0.17609
PGen | 1 | 1 | 4 | 0.17352
PGen | 1 | 1 | 5 | 0.17434
PGen | 1 | 1 | 6 | 0.18144
PGen | 1 | 1 | 7 | 0.18216
PGen | 1 | 1 | 8 | 0.15248
PGen | 1 | 1 | 9 | 0.14305
PGen | 1 | 1 | 10 | 0.12304
PGen | 1 | 1 | 11 | 0.12712
PGen | 1 | 1 | 12 | 0.11121
PGen | 1 | 1 | 13 | 0.078672
PGen | 1 | 1 | 14 | 0.10647
PGen | 1 | 1 | 15 | 0.07601
PGen | 1 | 1 | 16 | 0.099871
PGen | 1 | 1 | 17 | 0.13255
PGen | 1 | 1 | 18 | 0.17247
PGen | 1 | 1 | 19 | 0.21846
PGen | 1 | 1 | 20 | 0.2339
PGen | 1 | 1 | 21 | 0.22472
PGen | 1 | 1 | 22 | 0.21776
PGen | 1 | 1 | 23 | 0.20404
PGen | 1 | 1 | 24 | 0.20105
PGen | 1 | 2 | 1 | 0
PGen | 1 | 2 | 2 | 0
PGen | 1 | 2 | 3 | 0
PGen | 1 | 2 | 4 | 0
PGen | 1 | 2 | 5 | 0
PGen | 1 | 2 | 6 | 0
PGen | 1 | 2 | 7 | 0
PGen | 1 | 2 | 8 | 0
PGen | 1 | 2 | 9 | 0
PGen | 1 | 2 | 10 | 0
PGen | 1 | 2 | 11 | 0
PGen | 1 | 2 | 12 | 0
PGen | 1 | 2 | 13 | 0
PGen | 1 | 2 | 14 | 0
PGen | 1 | 2 | 15 | 0
PGen | 1 | 2 | 16 | 0
PGen | 1 | 2 | 17 | 0
PGen | 1 | 2 | 18 | 0
PGen | 1 | 2 | 19 | 0
PGen | 1 | 2 | 20 | 0
PGen | 1 | 2 | 21 | 0
PGen | 1 | 2 | 22 | 0
PGen | 1 | 2 | 23 | 0
PGen | 1 | 2 | 24 | 0
PGen | 1 | 3 | 1 | 0
PGen | 1 | 3 | 2 | 0
PGen | 1 | 3 | 3 | 0
PGen | 1 | 3 | 4 | 0
PGen | 1 | 3 | 5 | 0
PGen | 1 | 3 | 6 | 0
PGen | 1 | 3 | 7 | 0
PGen | 1 | 3 | 8 | 0
PGen | 1 | 3 | 9 | 0
PGen | 1 | 3 | 10 | 0
PGen | 1 | 3 | 11 | 0
PGen | 1 | 3 | 12 | 0
PGen | 1 | 3 | 13 | 0
PGen | 1 | 3 | 14 | 0
PGen | 1 | 3 | 15 | 0
PGen | 1 | 3 | 16 | 0
PGen | 1 | 3 | 17 | 0
PGen | 1 | 3 | 18 | 0
PGen | 1 | 3 | 19 | 0
PGen | 1 | 3 | 20 | 0
PGen | 1 | 3 | 21 | 0
PGen | 1 | 3 | 22 | 0
PGen | 1 | 3 | 23 | 0
PGen | 1 | 3 | 24 | 0
PGen | 1 | 4 | 1 | 0
PGen | 1 | 4 | 2 | 0
PGen | 1 | 4 | 3 | 0
PGen | 1 | 4 | 4 | 0
PGen | 1 | 4 | 5 | 0
PGen | 1 | 4 | 6 | 0
PGen | 1 | 4 | 7 | 0
PGen | 1 | 4 | 8 | 0
PGen | 1 | 4 | 9 | 0
PGen | 1 | 4 | 10 | 0
PGen | 1 | 4 | 11 | 0
PGen | 1 | 4 | 12 | 0
PGen | 1 | 4 | 13 | 0
PGen | 1 | 4 | 14 | 0
PGen | 1 | 4 | 15 | 0
PGen | 1 | 4 | 16 | 0
PGen | 1 | 4 | 17 | 0
PGen | 1 | 4 | 18 | 0
PGen | 1 | 4 | 19 | 0
PGen | 1 | 4 | 20 | 0
PGen | 1 | 4 | 21 | 0
PGen | 1 | 4 | 22 | 0
PGen | 1 | 4 | 23 | 0
PGen | 1 | 4 | 24 | 0
PGen | 1 | 5 | 1 | 0
PGen | 1 | 5 | 2 | 0
PGen | 1 | 5 | 3 | 0
PGen | 1 | 5 | 4 | 0
PGen | 1 | 5 | 5 | 0
PGen | 1 | 5 | 6 | 0
PGen | 1 | 5 | 7 | 0
PGen | 1 | 5 | 8 | 0
PGen | 1 | 5 | 9 | 0
PGen | 1 | 5 | 10 | 0
PGen | 1 | 5 | 11 | 0
PGen | 1 | 5 | 12 | 0
PGen | 1 | 5 | 13 | 0
PGen | 1 | 5 | 14 | 0
PGen | 1 | 5 | 15 | 0
PGen | 1 | 5 | 16 | 0
PGen | 1 | 5 | 17 | 0
PGen | 1 | 5 | 18 | 0
PGen | 1 | 5 | 19 | 0
PGen | 1 | 5 | 20 | 0
PGen | 1 | 5 | 21 | 0
PGen | 1 | 5 | 22 | 0
PGen | 1 | 5 | 23 | 0
PGen | 1 | 5 | 24 | 0
PGen | 1 | 6 | 1 | 0
PGen | 1 | 6 | 2 | 0
PGen | 1 | 6 | 3 | 0
PGen | 1 | 6 | 4 | 0
PGen | 1 | 6 | 5 | 0
PGen | 1 | 6 | 6 | 0
PGen | 1 | 6 | 7 | 0
PGen | 1 | 6 | 8 | 0
PGen | 1 | 6 | 9 | 0
PGen | 1 | 6 | 10 | 0
PGen | 1 | 6 | 11 | 0
PGen | 1 | 6 | 12 | 0
PGen | 1 | 6 | 13 | 0
PGen | 1 | 6 | 14 | 0
PGen | 1 | 6 | 15 | 0
PGen | 1 | 6 | 16 | 0
PGen | 1 | 6 | 17 | 0
PGen | 1 | 6 | 18 | 0
PGen | 1 | 6 | 19 | 0
PGen | 1 | 6 | 20 | 0
PGen | 1 | 6 | 21 | 0
PGen | 1 | 6 | 22 | 0
PGen | 1 | 6 | 23 | 0
PGen | 1 | 6 | 24 | 0
PGen | 1 | 7 | 1 | 0
PGen | 1 | 7 | 2 | 0
PGen | 1 | 7 | 3 | 0
PGen | 1 | 7 | 4 | 0
PGen | 1 | 7 | 5 | 0
PGen | 1 | 7 | 6 | 0
PGen | 1 | 7 | 7 | 0
PGen | 1 | 7 | 8 | 0
PGen | 1 | 7 | 9 | 0
PGen | 1 | 7 | 10 | 0
PGen | 1 | 7 | 11 | 0
PGen | 1 | 7 | 12 | 0
PGen | 1 | 7 | 13 | 0
PGen | 1 | 7 | 14 | 0
PGen | 1 | 7 | 15 | 0
PGen | 1 | 7 | 16 | 0
PGen | 1 | 7 | 17 | 0
PGen | 1 | 7 | 18 | 0
PGen | 1 | 7 | 19 | 0
PGen | 1 | 7 | 20 | 0
PGen | 1 | 7 | 21 | 0
PGen | 1 | 7 | 22 | 0
PGen | 1 | 7 | 23 | 0
PGen | 1 | 7 | 24 | 0
PGen | 1 | 8 | 1 | 0
PGen | 1 | 8 | 2 | 0
PGen | 1 | 8 | 3 | 0
PGen | 1 | 8 | 4 | 0
PGen | 1 | 8 | 5 | 0
PGen | 1 | 8 | 6 | 0
PGen | 1 | 8 | 7 | 0
PGen | 1 | 8 | 8 | 0
PGen | 1 | 8 | 9 | 0
PGen | 1 | 8 | 10 | 0
PGen | 1 | 8 | 11 | 0
PGen | 1 | 8 | 12 | 0
PGen | 1 | 8 | 13 | 0
PGen | 1 | 8 | 14 | 0
PGen | 1 | 8 | 15 | 0
PGen | 1 | 8 | 16 | 0
PGen | 1 | 8 | 17 | 0
PGen | 1 | 8 | 18 | 0
PGen | 1 | 8 | 19 | 0
PGen | 1 | 8 | 20 | 0
PGen | 1 | 8 | 21 | 0
PGen | 1 | 8 | 22 | 0
PGen | 1 | 8 | 23 | 0
PGen | 1 | 8 | 24 | 0
PGen | 1 | 9 | 1 | 0
PGen | 1 | 9 | 2 | 0
PGen | 1 | 9 | 3 | 0
PGen | 1 | 9 | 4 | 0
PGen | 1 | 9 | 5 | 0
PGen | 1 | 9 | 6 | 0
PGen | 1 | 9 | 7 | 0
PGen | 1 | 9 | 8 | 0
PGen | 1 | 9 | 9 | 0
PGen | 1 | 9 | 10 | 0
PGen | 1 | 9 | 11 | 0
PGen | 1 | 9 | 12 | 0
PGen | 1 | 9 | 13 | 0
PGen | 1 | 9 | 14 | 0
PGen | 1 | 9 | 15 | 0
PGen | 1 | 9 | 16 | 0
PGen | 1 | 9 | 17 | 0
PGen | 1 | 9 | 18 | 0
PGen | 1 | 9 | 19 | 0
PGen | 1 | 9 | 20 | 0
PGen | 1 | 9 | 21 | 0
PGen | 1 | 9 | 22 | 0
PGen | 1 | 9 | 23 | 0
PGen | 1 | 9 | 24 | 0
PGen | 1 | 10 | 1 | 0
PGen | 1 | 10 | 2 | 0
PGen | 1 | 10 | 3 | 0
PGen | 1 | 10 | 4 | 0
PGen | 1 | 10 | 5 | 0
PGen | 1 | 10 | 6 | 0
PGen | 1 | 10 | 7 | 0
PGen | 1 | 10 | 8 | 0
PGen | 1 | 10 | 9 | 0
PGen | 1 | 10 | 10 | 0
PGen | 1 | 10 | 11 | 0
PGen | 1 | 10 | 12 | 0
PGen | 1 | 10 | 13 | 0
PGen | 1 | 10 | 14 | 0
PGen | 1 | 10 | 15 | 0
PGen | 1 | 10 | 16 | 0
PGen | 1 | 10 | 17 | 0
PGen | 1 | 10 | 18 | 0
PGen | 1 | 10 | 19 | 0
PGen | 1 | 10 | 20 | 0
PGen | 1 | 10 | 21 | 0
PGen | 1 | 10 | 22 | 0
PGen | 1 | 10 | 23 | 0
PGen | 1 | 10 | 24 | 0
PGen | 1 | 11 | 1 | 0
PGen | 1 | 11 | 2 | 0
PGen | 1 | 11 | 3 | 0
PGen | 1 | 11 | 4 | 0
PGen | 1 | 11 | 5 | 0
PGen | 1 | 11 | 6 | 0
PGen | 1 | 11 | 7 | 0
PGen | 1 | 11 | 8 | 0
PGen | 1 | 11 | 9 | 0
PGen | 1 | 11 | 10 | 0
PGen | 1 | 11 | 11 | 0
PGen | 1 | 11 | 12 | 0
PGen | 1 | 11 | 13 | 0
PGen | 1 | 11 | 14 | 0
PGen | 1 | 11 | 15 | 0
PGen | 1 | 11 | 16 | 0
PGen | 1 | 11 | 17 | 0
PGen | 1 | 11 | 18 | 0
PGen | 1 | 11 | 19 | 0
PGen | 1 | 11 | 20 | 0
PGen | 1 | 11 | 21 | 0
PGen | 1 | 11 | 22 | 0
PGen | 1 | 11 | 23 | 0
PGen | 1 | 11 | 24 | 0
PGen | 1 | 12 | 1 | 0
PGen | 1 | 12 | 2 | 0
PGen | 1 | 12 | 3 | 0
PGen | 1 | 12 | 4 | 0
PGen | 1 | 12 | 5 | 0
PGen | 1 | 12 | 6 | 0
PGen | 1 | 12 | 7 | 0
PGen | 1 | 12 | 8 | 0
PGen | 1 | 12 | 9 | 0
PGen | 1 | 12 | 10 | 0
PGen | 1 | 12 | 11 | 0
PGen | 1 | 12 | 12 | 0
PGen | 1 | 12 | 13 | 0
PGen | 1 | 12 | 14 | 0
PGen | 1 | 12 | 15 | 0
PGen | 1 | 12 | 16 | 0
PGen | 1 | 12 | 17 | 0
PGen | 1 | 12 | 18 | 0
PGen | 1 | 12 | 19 | 0
PGen | 1 | 12 | 20 | 0
PGen | 1 | 12 | 21 | 0
PGen | 1 | 12 | 22 | 0
PGen | 1 | 12 | 23 | 0
PGen | 1 | 12 | 24 | 0
PGen | 1 | 13 | 1 | 0
PGen | 1 | 13 | 2 | 0
PGen | 1 | 13 | 3 | 0
PGen | 1 | 13 | 4 | 0
PGen | 1 | 13 | 5 | 0
PGen | 1 | 13 | 6 | 0
PGen | 1 | 13 | 7 | 0
PGen | 1 | 13 | 8 | 0
PGen | 1 | 13 | 9 | 0
PGen | 1 | 13 | 10 | 0
PGen | 1 | 13 | 11 | 0
PGen | 1 | 13 | 12 | 0
PGen | 1 | 13 | 13 | 0
PGen | 1 | 13 | 14 | 0
PGen | 1 | 13 | 15 | 0
PGen | 1 | 13 | 16 | 0
PGen | 1 | 13 | 17 | 0
PGen | 1 | 13 | 18 | 0
PGen | 1 | 13 | 19 | 0
PGen | 1 | 13 | 20 | 0
PGen | 1 | 13 | 21 | 0
PGen | 1 | 13 | 22 | 0
PGen | 1 | 13 | 23 | 0
PGen | 1 | 13 | 24 | 0
PGen | 1 | 14 | 1 | 0
PGen | 1 | 14 | 2 | 0
PGen | 1 | 14 | 3 | 0
PGen | 1 | 14 | 4 | 0
PGen | 1 | 14 | 5 | 0
PGen | 1 | 14 | 6 | 0
PGen | 1 | 14 | 7 | 0
PGen | 1 | 14 | 8 | 0
PGen | 1 | 14 | 9 | 0
PGen | 1 | 14 | 10 | 0
PGen | 1 | 14 | 11 | 0
PGen | 1 | 14 | 12 | 0
PGen | 1 | 14 | 13 | 0
PGen | 1 | 14 | 14 | 0
PGen | 1 | 14 | 15 | 0
PGen | 1 | 14 | 16 | 0
PGen | 1 | 14 | 17 | 0
PGen | 1 | 14 | 18 | 0
PGen | 1 | 14 | 19 | 0
PGen | 1 | 14 | 20 | 0
PGen | 1 | 14 | 21 | 0
PGen | 1 | 14 | 22 | 0
PGen | 1 | 14 | 23 | 0
PGen | 1 | 14 | 24 | 0
PGen | 1 | 15 | 1 | 0
PGen | 1 | 15 | 2 | 0
PGen | 1 | 15 | 3 | 0
PGen | 1 | 15 | 4 | 0
PGen | 1 | 15 | 5 | 0
PGen | 1 | 15 | 6 | 0
PGen | 1 | 15 | 7 | 0
PGen | 1 | 15 | 8 | 0
PGen | 1 | 15 | 9 | 0
PGen | 1 | 15 | 10 | 0
PGen | 1 | 15 | 11 | 0
PGen | 1 | 15 | 12 | 0
PGen | 1 | 15 | 13 | 0
PGen | 1 | 15 | 14 | 0
PGen | 1 | 15 | 15 | 0
PGen | 1 | 15 | 16 | 0
PGen | 1 | 15 | 17 | 0
PGen | 1 | 15 | 18 | 0
PGen | 1 | 15 | 19 | 0
PGen | 1 | 15 | 20 | 0
PGen | 1 | 15 | 21 | 0
PGen | 1 | 15 | 22 | 0
PGen | 1 | 15 | 23 | 0
PGen | 1 | 15 | 24 | 0
PGen | 1 | 16 | 1 | 0
PGen | 1 | 16 | 2 | 0
PGen | 1 | 16 | 3 | 0
PGen | 1 | 16 | 4 | 0
PGen | 1 | 16 | 5 | 0
PGen | 1 | 16 | 6 | 0
PGen | 1 | 16 | 7 | 0
PGen | 1 | 16 | 8 | 0
PGen | 1 | 16 | 9 | 0
PGen | 1 | 16 | 10 | 0
PGen | 1 | 16 | 11 | 0
PGen | 1 | 16 | 12 | 0
PGen | 1 | 16 | 13 | 0
PGen | 1 | 16 | 14 | 0
PGen | 1 | 16 | 15 | 0
PGen | 1 | 16 | 16 | 0
PGen | 1 | 16 | 17 | 0
PGen | 1 | 16 | 18 | 0
PGen | 1 | 16 | 19 | 0
PGen | 1 | 16 | 20 | 0
PGen | 1 | 16 | 21 | 0
PGen | 1 | 16 | 22 | 0
PGen | 1 | 16 | 23 | 0
PGen | 1 | 16 | 24 | 0
PGen | 1 | 17 | 1 | 0
PGen | 1 | 17 | 2 | 0
PGen | 1 | 17 | 3 | 0
PGen | 1 | 17 | 4 | 0
PGen | 1 | 17 | 5 | 0
PGen | 1 | 17 | 6 | 0
PGen | 1 | 17 | 7 | 0
PGen | 1 | 17 | 8 | 0
PGen | 1 | 17 | 9 | 0
PGen | 1 | 17 | 10 | 0
PGen | 1 | 17 | 11 | 0
PGen | 1 | 17 | 12 | 0
PGen | 1 | 17 | 13 | 0
PGen | 1 | 17 | 14 | 0
PGen | 1 | 17 | 15 | 0
PGen | 1 | 17 | 16 | 0
PGen | 1 | 17 | 17 | 0
PGen | 1 | 17 | 18 | 0
PGen | 1 | 17 | 19 | 0
PGen | 1 | 17 | 20 | 0
PGen | 1 | 17 | 21 | 0
PGen | 1 | 17 | 22 | 0
PGen | 1 | 17 | 23 | 0
PGen | 1 | 17 | 24 | 0
PGen | 1 | 18 | 1 | 0
PGen | 1 | 18 | 2 | 0
PGen | 1 | 18 | 3 | 0
PGen | 1 | 18 | 4 | 0
PGen | 1 | 18 | 5 | 0
PGen | 1 | 18 | 6 | 0
PGen | 1 | 18 | 7 | 0
PGen | 1 | 18 | 8 | 0
PGen | 1 | 18 | 9 | 0
PGen | 1 | 18 | 10 | 0
PGen | 1 | 18 | 11 | 0
PGen | 1 | 18 | 12 | 0
PGen | 1 | 18 | 13 | 0
PGen | 1 | 18 | 14 | 0
PGen | 1 | 18 | 15 | 0
PGen | 1 | 18 | 16 | 0
PGen | 1 | 18 | 17 | 0
PGen | 1 | 18 | 18 | 0
PGen | 1 | 18 | 19 | 0
PGen | 1 | 18 | 20 | 0
PGen | 1 | 18 | 21 | 0
PGen | 1 | 18 | 22 | 0
PGen | 1 | 18 | 23 | 0
PGen | 1 | 18 | 24 | 0
PGen | 1 | 19 | 1 | 0
PGen | 1 | 19 | 2 | 0
PGen | 1 | 19 | 3 | 0
PGen | 1 | 19 | 4 | 0
PGen | 1 | 19 | 5 | 0
PGen | 1 | 19 | 6 | 0
PGen | 1 | 19 | 7 | 0
PGen | 1 | 19 | 8 | 0
PGen | 1 | 19 | 9 | 0
PGen | 1 | 19 | 10 | 0
PGen | 1 | 19 | 11 | 0
PGen | 1 | 19 | 12 | 0
PGen | 1 | 19 | 13 | 0
PGen | 1 | 19 | 14 | 0
PGen | 1 | 19 | 15 | 0
PGen | 1 | 19 | 16 | 0
PGen | 1 | 19 | 17 | 0
PGen | 1 | 19 | 18 | 0
PGen | 1 | 19 | 19 | 0
PGen | 1 | 19 | 20 | 0
PGen | 1 | 19 | 21 | 0
PGen | 1 | 19 | 22 | 0
PGen | 1 | 19 | 23 | 0
PGen | 1 | 19 | 24 | 0
PGen | 1 | 20 | 1 | 0
PGen | 1 | 20 | 2 | 0
PGen | 1 | 20 | 3 | 0
PGen | 1 | 20 | 4 | 0
PGen | 1 | 20 | 5 | 0
PGen | 1 | 20 | 6 | 0
PGen | 1 | 20 | 7 | 0
PGen | 1 | 20 | 8 | 0
PGen | 1 | 20 | 9 | 0
PGen | 1 | 20 | 10 | 0
PGen | 1 | 20 | 11 | 0
PGen | 1 | 20 | 12 | 0
PGen | 1 | 20 | 13 | 0
PGen | 1 | 20 | 14 | 0
PGen | 1 | 20 | 15 | 0
PGen | 1 | 20 | 16 | 0
PGen | 1 | 20 | 17 | 0
PGen | 1 | 20 | 18 | 0
PGen | 1 | 20 | 19 | 0
PGen | 1 | 20 | 20 | 0
PGen | 1 | 20 | 21 | 0
PGen | 1 | 20 | 22 | 0
PGen | 1 | 20 | 23 | 0
PGen | 1 | 20 | 24 | 0
PGen | 1 | 21 | 1 | 0
PGen | 1 | 21 | 2 | 0
PGen | 1 | 21 | 3 | 0
PGen | 1 | 21 | 4 | 0
PGen | 1 | 21 | 5 | 0
PGen | 1 | 21 | 6 | 0
PGen | 1 | 21 | 7 | 0
PGen | 1 | 21 | 8 | 0
PGen | 1 | 21 | 9 | 0
PGen | 1 | 21 | 10 | 0
PGen | 1 | 21 | 11 | 0
PGen | 1 | 21 | 12 | 0
PGen | 1 | 21 | 13 | 0
PGen | 1 | 21 | 14 | 0
PGen | 1 | 21 | 15 | 0
PGen | 1 | 21 | 16 | 0
PGen | 1 | 21 | 17 | 0
PGen | 1 | 21 | 18 | 0
PGen | 1 | 21 | 19 | 0
PGen | 1 | 21 | 20 | 0
PGen | 1 | 21 | 21 | 0
PGen | 1 | 21 | 22 | 0
PGen | 1 | 21 | 23 | 0
PGen | 1 | 21 | 24 | 0
PGen | 1 | 22 | 1 | 0
PGen | 1 | 22 | 2 | 0
PGen | 1 | 22 | 3 | 0
PGen | 1 | 22 | 4 | 0
PGen | 1 | 22 | 5 | 0
PGen | 1 | 22 | 6 | 0
PGen | 1 | 22 | 7 | 0
PGen | 1 | 22 | 8 | 0
PGen | 1 | 22 | 9 | 0
PGen | 1 | 22 | 10 | 0
PGen | 1 | 22 | 11 | 0
PGen | 1 | 22 | 12 | 0
PGen | 1 | 22 | 13 | 0
PGen | 1 | 22 | 14 | 0
PGen | 1 | 22 | 15 | 0
PGen | 1 | 22 | 16 | 0
PGen | 1 | 22 | 17 | 0
PGen | 1 | 22 | 18 | 0
PGen | 1 | 22 | 19 | 0
PGen | 1 | 22 | 20 | 0
PGen | 1 | 22 | 21 | 0
PGen | 1 | 22 | 22 | 0
PGen | 1 | 22 | 23 | 0
PGen | 1 | 22 | 24 | 0
PGen | 1 | 23 | 1 | 0
PGen | 1 | 23 | 2 | 0
PGen | 1 | 23 | 3 | 0
PGen | 1 | 23 | 4 | 0
PGen | 1 | 23 | 5 | 0
PGen | 1 | 23 | 6 | 0
PGen | 1 | 23 | 7 | 0
PGen | 1 | 23 | 8 | 0
PGen | 1 | 23 | 9 | 0
PGen | 1 | 23 | 10 | 0
PGen | 1 | 23 | 11 | 0
PGen | 1 | 23 | 12 | 0
PGen | 1 | 23 | 13 | 0
PGen | 1 | 23 | 14 | 0
PGen | 1 | 23 | 15 | 0
PGen | 1 | 23 | 16 | 0
PGen | 1 | 23 | 17 | 0
PGen | 1 | 23 | 18 | 0
PGen | 1 | 23 | 19 | 0
PGen | 1 | 23 | 20 | 0
PGen | 1 | 23 | 21 | 0
PGen | 1 | 23 | 22 | 0
PGen | 1 | 23 | 23 | 0
PGen | 1 | 23 | 24 | 0
PGen | 1 | 24 | 1 | 0
PGen | 1 | 24 | 2 | 0
PGen | 1 | 24 | 3 | 0
PGen | 1 | 24 | 4 | 0
PGen | 1 | 24 | 5 | 0
PGen | 1 | 24 | 6 | 0
PGen | 1 | 24 | 7 | 0
PGen | 1 | 24 | 8 | 0
PGen | 1 | 24 | 9 | 0
PGen | 1 | 24 | 10 | 0
PGen | 1 | 24 | 11 | 0
PGen | 1 | 24 | 12 | 0
PGen | 1 | 24 | 13 | 0
PGen | 1 | 24 | 14 | 0
PGen | 1 | 24 | 15 | 0
PGen | 1 | 24 | 16 | 0
PGen | 1 | 24 | 17 | 0
PGen | 1 | 24 | 18 | 0
PGen | 1 | 24 | 19 | 0
PGen | 1 | 24 | 20 | 0
PGen | 1 | 24 | 21 | 0
PGen | 1 | 24 | 22 | 0
PGen | 1 | 24 | 23 | 0
PGen | 1 | 24 | 24 | 0
PGen | 1 | 25 | 1 | 0
PGen | 1 | 25 | 2 | 0
PGen | 1 | 25 | 3 | 0
PGen | 1 | 25 | 4 | 0
PGen | 1 | 25 | 5 | 0
PGen | 1 | 25 | 6 | 0
PGen | 1 | 25 | 7 | 0
PGen | 1 | 25 | 8 | 0
PGen | 1 | 25 | 9 | 0
PGen | 1 | 25 | 10 | 0
PGen | 1 | 25 | 11 | 0
PGen | 1 | 25 | 12 | 0
PGen | 1 | 25 | 13 | 0
PGen | 1 | 25 | 14 | 0
PGen | 1 | 25 | 15 | 0
PGen | 1 | 25 | 16 | 0
PGen | 1 | 25 | 17 | 0
PGen | 1 | 25 | 18 | 0
PGen | 1 | 25 | 19 | 0
PGen | 1 | 25 | 20 | 0
PGen | 1 | 25 | 21 | 0
PGen | 1 | 25 | 22 | 0
PGen | 1 | 25 | 23 | 0
PGen | 1 | 25 | 24 | 0
PGen | 1 | 26 | 1 | 0
PGen | 1 | 26 | 2 | 0
PGen | 1 | 26 | 3 | 0
PGen | 1 | 26 | 4 | 0
PGen | 1 | 26 | 5 | 0
PGen | 1 | 26 | 6 | 0
PGen | 1 | 26 | 7 | 0
PGen | 1 | 26 | 8 | 0
PGen | 1 | 26 | 9 | 0
PGen | 1 | 26 | 10 | 0
PGen | 1 | 26 | 11 | 0
PGen | 1 | 26 | 12 | 0
PGen | 1 | 26 | 13 | 0
PGen | 1 | 26 | 14 | 0
PGen | 1 | 26 | 15 | 0
PGen | 1 | 26 | 16 | 0
PGen | 1 | 26 | 17 | 0
PGen | 1 | 26 | 18 | 0
PGen | 1 | 26 | 19 | 0
PGen | 1 | 26 | 20 | 0
PGen | 1 | 26 | 21 | 0
PGen | 1 | 26 | 22 | 0
PGen | 1 | 26 | 23 | 0
PGen | 1 | 26 | 24 | 0
PGen | 1 | 27 | 1 | 0
PGen | 1 | 27 | 2 | 0
PGen | 1 | 27 | 3 | 0
PGen | 1 | 27 | 4 | 0
PGen | 1 | 27 | 5 | 0
PGen | 1 | 27 | 6 | 0
PGen | 1 | 27 | 7 | 0
PGen | 1 | 27 | 8 | 0
PGen | 1 | 27 | 9 | 0
PGen | 1 | 27 | 10 | 0
PGen | 1 | 27 | 11 | 0
PGen | 1 | 27 | 12 | 0
PGen | 1 | 27 | 13 | 0
PGen | 1 | 27 | 14 | 0
PGen | 1 | 27 | 15 | 0
PGen | 1 | 27 | 16 | 0
PGen | 1 | 27 | 17 | 0
PGen | 1 | 27 | 18 | 0
PGen | 1 | 27 | 19 | 0
PGen | 1 | 27 | 20 | 0
PGen | 1 | 27 | 21 | 0
PGen | 1 | 27 | 22 | 0
PGen | 1 | 27 | 23 | 0
PGen | 1 | 27 | 24 | 0
PGen | 1 | 28 | 1 | 0
PGen | 1 | 28 | 2 | 0
PGen | 1 | 28 | 3 | 0
PGen | 1 | 28 | 4 | 0
PGen | 1 | 28 | 5 | 0
PGen | 1 | 28 | 6 | 0
PGen | 1 | 28 | 7 | 0
PGen | 1 | 28 | 8 | 0
PGen | 1 | 28 | 9 | 0
PGen | 1 | 28 | 10 | 0
PGen | 1 | 28 | 11 | 0
PGen | 1 | 28 | 12 | 0
PGen | 1 | 28 | 13 | 0
PGen | 1 | 28 | 14 | 0
PGen | 1 | 28 | 15 | 0
PGen | 1 | 28 | 16 | 0
PGen | 1 | 28 | 17 | 0
PGen | 1 | 28 | 18 | 0
PGen | 1 | 28 | 19 | 0
PGen | 1 | 28 | 20 | 0
PGen | 1 | 28 | 21 | 0
PGen | 1 | 28 | 22 | 0
PGen | 1 | 28 | 23 | 0
PGen | 1 | 28 | 24 | 0
PGen | 1 | 29 | 1 | 0
PGen | 1 | 29 | 2 | 0
PGen | 1 | 29 | 3 | 0
PGen | 1 | 29 | 4 | 0
PGen | 1 | 29 | 5 | 0
PGen | 1 | 29 | 6 | 0
PGen | 1 | 29 | 7 | 0
PGen | 1 | 29 | 8 | 0
PGen | 1 | 29 | 9 | 0
PGen | 1 | 29 | 10 | 0
PGen | 1 | 29 | 11 | 0
PGen | 1 | 29 | 12 | 0
PGen | 1 | 29 | 13 | 0
PGen | 1 | 29 | 14 | 0
PGen | 1 | 29 | 15 | 0
PGen | 1 | 29 | 16 | 0
PGen | 1 | 29 | 17 | 0
PGen | 1 | 29 | 18 | 0
PGen | 1 | 29 | 19 | 0
PGen | 1 | 29 | 20 | 0
PGen | 1 | 29 | 21 | 0
PGen | 1 | 29 | 22 | 0
PGen | 1 | 29 | 23 | 0
PGen | 1 | 29 | 24 | 0
PGen | 1 | 30 | 1 | 0
PGen | 1 | 30 | 2 | 0
PGen | 1 | 30 | 3 | 0
PGen | 1 | 30 | 4 | 0
PGen | 1 | 30 | 5 | 0
PGen | 1 | 30 | 6 | 0
PGen | 1 | 30 | 7 | 0
PGen | 1 | 30 | 8 | 0
PGen | 1 | 30 | 9 | 0
PGen | 1 | 30 | 10 | 0
PGen | 1 | 30 | 11 | 0
PGen | 1 | 30 | 12 | 0
PGen | 1 | 30 | 13 | 0
PGen | 1 | 30 | 14 | 0
PGen | 1 | 30 | 15 | 0
PGen | 1 | 30 | 16 | 0
PGen | 1 | 30 | 17 | 0
PGen | 1 | 30 | 18 | 0
PGen | 1 | 30 | 19 | 0
PGen | 1 | 30 | 20 | 0
PGen | 1 | 30 | 21 | 0
PGen | 1 | 30 | 22 | 0
PGen | 1 | 30 | 23 | 0
PGen | 1 | 30 | 24 | 0
PGen | 1 | 31 | 1 | 0
PGen | 1 | 31 | 2 | 0
PGen | 1 | 31 | 3 | 0
PGen | 1 | 31 | 4 | 0
PGen | 1 | 31 | 5 | 0
PGen | 1 | 31 | 6 | 0
PGen | 1 | 31 | 7 | 0
PGen | 1 | 31 | 8 | 0
PGen | 1 | 31 | 9 | 0
PGen | 1 | 31 | 10 | 0
PGen | 1 | 31 | 11 | 0
PGen | 1 | 31 | 12 | 0
PGen | 1 | 31 | 13 | 0
PGen | 1 | 31 | 14 | 0
PGen | 1 | 31 | 15 | 0
PGen | 1 | 31 | 16 | 0
PGen | 1 | 31 | 17 | 0
PGen | 1 | 31 | 18 | 0
PGen | 1 | 31 | 19 | 0
PGen | 1 | 31 | 20 | 0
PGen | 1 | 31 | 21 | 0
PGen | 1 | 31 | 22 | 0
PGen | 1 | 31 | 23 | 0
PGen | 1 | 31 | 24 | 0
PGen | 1 | 32 | 1 | 0
PGen | 1 | 32 | 2 | 0
PGen | 1 | 32 | 3 | 0
PGen | 1 | 32 | 4 | 0
PGen | 1 | 32 | 5 | 0
PGen | 1 | 32 | 6 | 0
PGen | 1 | 32 | 7 | 0
PGen | 1 | 32 | 8 | 0
PGen | 1 | 32 | 9 | 0
PGen | 1 | 32 | 10 | 0
PGen | 1 | 32 | 11 | 0
PGen | 1 | 32 | 12 | 0
PGen | 1 | 32 | 13 | 0
PGen | 1 | 32 | 14 | 0
PGen | 1 | 32 | 15 | 0
PGen | 1 | 32 | 16 | 0
PGen | 1 | 32 | 17 | 0
PGen | 1 | 32 | 18 | 0
PGen | 1 | 32 | 19 | 0
PGen | 1 | 32 | 20 | 0
PGen | 1 | 32 | 21 | 0
PGen | 1 | 32 | 22 | 0
PGen | 1 | 32 | 23 | 0
PGen | 1 | 32 | 24 | 0
PGen | 1 | 33 | 1 | 0
PGen | 1 | 33 | 2 | 0
PGen | 1 | 33 | 3 | 0
PGen | 1 | 33 | 4 | 0
PGen | 1 | 33 | 5 | 0
PGen | 1 | 33 | 6 | 0
PGen | 1 | 33 | 7 | 0
PGen | 1 | 33 | 8 | 0
PGen | 1 | 33 | 9 | 0
PGen | 1 | 33 | 10 | 0
PGen | 1 | 33 | 11 | 0
PGen | 1 | 33 | 12 | 0
PGen | 1 | 33 | 13 | 0
PGen | 1 | 33 | 14 | 0
PGen | 1 | 33 | 15 | 0
PGen | 1 | 33 | 16 | 0
PGen | 1 | 33 | 17 | 0
PGen | 1 | 33 | 18 | 0
PGen | 1 | 33 | 19 | 0
PGen | 1 | 33 | 20 | 0
PGen | 1 | 33 | 21 | 0
PGen | 1 | 33 | 22 | 0
PGen | 1 | 33 | 23 | 0
PGen | 1 | 33 | 24 | 0
PGen | 2 | 1 | 1 | 0
PGen | 2 | 1 | 2 | 0
PGen | 2 | 1 | 3 | 0
PGen | 2 | 1 | 4 | 0
PGen | 2 | 1 | 5 | 0
PGen | 2 | 1 | 6 | 0
PGen | 2 | 1 | 7 | 0
PGen | 2 | 1 | 8 | 0
PGen | 2 | 1 | 9 | 0
PGen | 2 | 1 | 10 | 0
PGen | 2 | 1 | 11 | 0
PGen | 2 | 1 | 12 | 0
PGen | 2 | 1 | 13 | 0
PGen | 2 | 1 | 14 | 0
PGen | 2 | 1 | 15 | 0
PGen | 2 | 1 | 16 | 0
PGen | 2 | 1 | 17 | 0
PGen | 2 | 1 | 18 | 0
PGen | 2 | 1 | 19 | 0
PGen | 2 | 1 | 20 | 0
PGen | 2 | 1 | 21 | 0
PGen | 2 | 1 | 22 | 0
PGen | 2 | 1 | 23 | 0
PGen | 2 | 1 | 24 | 0
PGen | 2 | 2 | 1 | 0
PGen | 2 | 2 | 2 | 0
PGen | 2 | 2 | 3 | 0
PGen | 2 | 2 | 4 | 0
PGen | 2 | 2 | 5 | 0
PGen | 2 | 2 | 6 | 0
PGen | 2 | 2 | 7 | 0
PGen | 2 | 2 | 8 | 0
PGen | 2 | 2 | 9 | 0
PGen | 2 | 2 | 10 | 0
PGen | 2 | 2 | 11 | 0
PGen | 2 | 2 | 12 | 0
PGen | 2 | 2 | 13 | 0
PGen | 2 | 2 | 14 | 0
PGen | 2 | 2 | 15 | 0
PGen | 2 | 2 | 16 | 0
PGen | 2 | 2 | 17 | 0
PGen | 2 | 2 | 18 | 0
PGen | 2 | 2 | 19 | 0
PGen | 2 | 2 | 20 | 0
PGen | 2 | 2 | 21 | 0
PGen | 2 | 2 | 22 | 0
PGen | 2 | 2 | 23 | 0
PGen | 2 | 2 | 24 | 0
PGen | 2 | 3 | 1 | 0
PGen | 2 | 3 | 2 | 0
PGen | 2 | 3 | 3 | 0
PGen | 2 | 3 | 4 | 0
PGen | 2 | 3 | 5 | 0
PGen | 2 | 3 | 6 | 0
PGen | 2 | 3 | 7 | 0
PGen | 2 | 3 | 8 | 0
PGen | 2 | 3 | 9 | 0
PGen | 2 | 3 | 10 | 0
PGen | 2 | 3 | 11 | 0
PGen | 2 | 3 | 12 | 0
PGen | 2 | 3 | 13 | 0
PGen | 2 | 3 | 14 | 0
PGen | 2 | 3 | 15 | 0
PGen | 2 | 3 | 16 | 0
PGen | 2 | 3 | 17 | 0
PGen | 2 | 3 | 18 | 0
PGen | 2 | 3 | 19 | 0
PGen | 2 | 3 | 20 | 0
PGen | 2 | 3 | 21 | 0
PGen | 2 | 3 | 22 | 0
PGen | 2 | 3 | 23 | 0
PGen | 2 | 3 | 24 | 0
PGen | 2 | 4 | 1 | 0
PGen | 2 | 4 | 2 | 0
PGen | 2 | 4 | 3 | 0
PGen | 2 | 4 | 4 | 0
PGen | 2 | 4 | 5 | 0
PGen | 2 | 4 | 6 | 0
PGen | 2 | 4 | 7 | 0
PGen | 2 | 4 | 8 | 0
PGen | 2 | 4 | 9 | 0
PGen | 2 | 4 | 10 | 0
PGen | 2 | 4 | 11 | 0
PGen | 2 | 4 | 12 | 0
PGen | 2 | 4 | 13 | 0
PGen | 2 | 4 | 14 | 0
PGen | 2 | 4 | 15 | 0
PGen | 2 | 4 | 16 | 0
PGen | 2 | 4 | 17 | 0
PGen | 2 | 4 | 18 | 0
PGen | 2 | 4 | 19 | 0
PGen | 2 | 4 | 20 | 0
PGen | 2 | 4 | 21 | 0
PGen | 2 | 4 | 22 | 0
PGen | 2 | 4 | 23 | 0
PGen | 2 | 4 | 24 | 0
PGen | 2 | 5 | 1 | 0
PGen | 2 | 5 | 2 | 0
PGen | 2 | 5 | 3 | 0
PGen | 2 | 5 | 4 | 0
PGen | 2 | 5 | 5 | 0
PGen | 2 | 5 | 6 | 0
PGen | 2 | 5 | 7 | 0
PGen | 2 | 5 | 8 | 0
PGen | 2 | 5 | 9 | 0
PGen | 2 | 5 | 10 | 0
PGen | 2 | 5 | 11 | 0
PGen | 2 | 5 | 12 | 0
PGen | 2 | 5 | 13 | 0
PGen | 2 | 5 | 14 | 0
PGen | 2 | 5 | 15 | 0
PGen | 2 | 5 | 16 | 0
PGen | 2 | 5 | 17 | 0
PGen | 2 | 5 | 18 | 0
PGen | 2 | 5 | 19 | 0
PGen | 2 | 5 | 20 | 0
PGen | 2 | 5 | 21 | 0
PGen | 2 | 5 | 22 | 0
PGen | 2 | 5 | 23 | 0
PGen | 2 | 5 | 24 | 0
PGen | 2 | 6 | 1 | 0
PGen | 2 | 6 | 2 | 0
PGen | 2 | 6 | 3 | 0
PGen | 2 | 6 | 4 | 0
PGen | 2 | 6 | 5 | 0
PGen | 2 | 6 | 6 | 0
PGen | 2 | 6 | 7 | 0
PGen | 2 | 6 | 8 | 0
PGen | 2 | 6 | 9 | 0
PGen | 2 | 6 | 10 | 0
PGen | 2 | 6 | 11 | 0
PGen | 2 | 6 | 12 | 0
PGen | 2 | 6 | 13 | 0
PGen | 2 | 6 | 14 | 0
PGen | 2 | 6 | 15 | 0
PGen | 2 | 6 | 16 | 0
PGen | 2 | 6 | 17 | 0
PGen | 2 | 6 | 18 | 0
PGen | 2 | 6 | 19 | 0
PGen | 2 | 6 | 20 | 0
PGen | 2 | 6 | 21 | 0
PGen | 2 | 6 | 22 | 0
PGen | 2 | 6 | 23 | 0
PGen | 2 | 6 | 24 | 0
PGen | 2 | 7 | 1 | 0
PGen | 2 | 7 | 2 | 0
PGen | 2 | 7 | 3 | 0
PGen | 2 | 7 | 4 | 0
PGen | 2 | 7 | 5 | 0
PGen | 2 | 7 | 6 | 0
PGen | 2 | 7 | 7 | 0
PGen | 2 | 7 | 8 | 0
PGen | 2 | 7 | 9 | 0
PGen | 2 | 7 | 10 | 0
PGen | 2 | 7 | 11 | 0
PGen | 2 | 7 | 12 | 0
PGen | 2 | 7 | 13 | 0
PGen | 2 | 7 | 14 | 0
PGen | 2 | 7 | 15 | 0
PGen | 2 | 7 | 16 | 0
PGen | 2 | 7 | 17 | 0
PGen | 2 | 7 | 18 | 0
PGen | 2 | 7 | 19 | 0
PGen | 2 | 7 | 20 | 0
PGen | 2 | 7 | 21 | 0
PGen | 2 | 7 | 22 | 0
PGen | 2 | 7 | 23 | 0
PGen | 2 | 7 | 24 | 0
PGen | 2 | 8 | 1 | 0
PGen | 2 | 8 | 2 | 0
PGen | 2 | 8 | 3 | 0
PGen | 2 | 8 | 4 | 0
PGen | 2 | 8 | 5 | 0
PGen | 2 | 8 | 6 | 0
PGen | 2 | 8 | 7 | 0
PGen | 2 | 8 | 8 | 0
PGen | 2 | 8 | 9 | 0
PGen | 2 | 8 | 10 | 0
PGen | 2 | 8 | 11 | 0
PGen | 2 | 8 | 12 | 0
PGen | 2 | 8 | 13 | 0
PGen | 2 | 8 | 14 | 0
PGen | 2 | 8 | 15 | 0
PGen | 2 | 8 | 16 | 0
PGen | 2 | 8 | 17 | 0
PGen | 2 | 8 | 18 | 0
PGen | 2 | 8 | 19 | 0
PGen | 2 | 8 | 20 | 0
PGen | 2 | 8 | 21 | 0
PGen | 2 | 8 | 22 | 0
PGen | 2 | 8 | 23 | 0
PGen | 2 | 8 | 24 | 0
PGen | 2 | 9 | 1 | 0
PGen | 2 | 9 | 2 | 0
PGen | 2 | 9 | 3 | 0
PGen | 2 | 9 | 4 | 0
PGen | 2 | 9 | 5 | 0
PGen | 2 | 9 | 6 | 0
PGen | 2 | 9 | 7 | 0
PGen | 2 | 9 | 8 | 0
PGen | 2 | 9 | 9 | 0
PGen | 2 | 9 | 10 | 0
PGen | 2 | 9 | 11 | 0
PGen | 2 | 9 | 12 | 0
PGen | 2 | 9 | 13 | 0
PGen | 2 | 9 | 14 | 0
PGen | 2 | 9 | 15 | 0
PGen | 2 | 9 | 16 | 0
PGen | 2 | 9 | 17 | 0
PGen | 2 | 9 | 18 | 0
PGen | 2 | 9 | 19 | 0
PGen | 2 | 9 | 20 | 0
PGen | 2 | 9 | 21 | 0
PGen | 2 | 9 | 22 | 0
PGen | 2 | 9 | 23 | 0
PGen | 2 | 9 | 24 | 0
PGen | 2 | 10 | 1 | 0
PGen | 2 | 10 | 2 | 0
PGen | 2 | 10 | 3 | 0
PGen | 2 | 10 | 4 | 0
PGen | 2 | 10 | 5 | 0
PGen | 2 | 10 | 6 | 0
PGen | 2 | 10 | 7 | 0
PGen | 2 | 10 | 8 | 0
PGen | 2 | 10 | 9 | 0
PGen | 2 | 10 | 10 | 0
PGen | 2 | 10 | 11 | 0
PGen | 2 | 10 | 12 | 0
PGen | 2 | 10 | 13 | 0
PGen | 2 | 10 | 14 | 0
PGen | 2 | 10 | 15 | 0
PGen | 2 | 10 | 16 | 0
PGen | 2 | 10 | 17 | 0
PGen | 2 | 10 | 18 | 0
PGen | 2 | 10 | 19 | 0
PGen | 2 | 10 | 20 | 0
PGen | 2 | 10 | 21 | 0
PGen | 2 | 10 | 22 | 0
PGen | 2 | 10 | 23 | 0
PGen | 2 | 10 | 24 | 0
PGen | 2 | 11 | 1 | 0
PGen | 2 | 11 | 2 | 0
PGen | 2 | 11 | 3 | 0
PGen | 2 | 11 | 4 | 0
PGen | 2 | 11 | 5 | 0
PGen | 2 | 11 | 6 | 0
PGen | 2 | 11 | 7 | 0
PGen | 2 | 11 | 8 | 0
PGen | 2 | 11 | 9 | 0
PGen | 2 | 11 | 10 | 0
PGen | 2 | 11 | 11 | 0
PGen | 2 | 11 | 12 | 0
PGen | 2 | 11 | 13 | 0
PGen | 2 | 11 | 14 | 0
PGen | 2 | 11 | 15 | 0
PGen | 2 | 11 | 16 | 0
PGen | 2 | 11 | 17 | 0
PGen | 2 | 11 | 18 | 0
PGen | 2 | 11 | 19 | 0
PGen | 2 | 11 | 20 | 0
PGen | 2 | 11 | 21 | 0
PGen | 2 | 11 | 22 | 0
PGen | 2 | 11 | 23 | 0
PGen | 2 | 11 | 24 | 0
PGen | 2 | 12 | 1 | 0
PGen | 2 | 12 | 2 | 0
PGen | 2 | 12 | 3 | 0
PGen | 2 | 12 | 4 | 0
PGen | 2 | 12 | 5 | 0
PGen | 2 | 12 | 6 | 0
PGen | 2 | 12 | 7 | 0.0042158
PGen | 2 | 12 | 8 | 0.020604
PGen | 2 | 12 | 9 | 0.040071
PGen | 2 | 12 | 10 | 0.057207
PGen | 2 | 12 | 11 | 0.060661
PGen | 2 | 12 | 12 | 0.065149
PGen | 2 | 12 | 13 | 0.070148
PGen | 2 | 12 | 14 | 0.066758
PGen | 2 | 12 | 15 | 0.0743
PGen | 2 | 12 | 16 | 0.065358
PGen | 2 | 12 | 17 | 0.052899
PGen | 2 | 12 | 18 | 0.035873
PGen | 2 | 12 | 19 | 0.017083
PGen | 2 | 12 | 20 | 0.0094234
PGen | 2 | 12 | 21 | 0.006979
PGen | 2 | 12 | 22 | 0.0033372
PGen | 2 | 12 | 23 | 0.0015269
PGen | 2 | 12 | 24 | 0
PGen | 2 | 13 | 1 | 0
PGen | 2 | 13 | 2 | 0
PGen | 2 | 13 | 3 | 0
PGen | 2 | 13 | 4 | 0
PGen | 2 | 13 | 5 | 0
PGen | 2 | 13 | 6 | 0
PGen | 2 | 13 | 7 | 0
PGen | 2 | 13 | 8 | 0
PGen | 2 | 13 | 9 | 0
PGen | 2 | 13 | 10 | 0
PGen | 2 | 13 | 11 | 0
PGen | 2 | 13 | 12 | 0
PGen | 2 | 13 | 13 | 0
PGen | 2 | 13 | 14 | 0
PGen | 2 | 13 | 15 | 0
PGen | 2 | 13 | 16 | 0
PGen | 2 | 13 | 17 | 0
PGen | 2 | 13 | 18 | 0
PGen | 2 | 13 | 19 | 0
PGen | 2 | 13 | 20 | 0
PGen | 2 | 13 | 21 | 0
PGen | 2 | 13 | 22 | 0
PGen | 2 | 13 | 23 | 0
PGen | 2 | 13 | 24 | 0
PGen | 2 | 14 | 1 | 0
PGen | 2 | 14 | 2 | 0
PGen | 2 | 14 | 3 | 0
PGen | 2 | 14 | 4 | 0
PGen | 2 | 14 | 5 | 0
PGen | 2 | 14 | 6 | 0
PGen | 2 | 14 | 7 | 0
PGen | 2 | 14 | 8 | 0
PGen | 2 | 14 | 9 | 0
PGen | 2 | 14 | 10 | 0
PGen | 2 | 14 | 11 | 0
PGen | 2 | 14 | 12 | 0
PGen | 2 | 14 | 13 | 0
PGen | 2 | 14 | 14 | 0
PGen | 2 | 14 | 15 | 0
PGen | 2 | 14 | 16 | 0
PGen | 2 | 14 | 17 | 0
PGen | 2 | 14 | 18 | 0
PGen | 2 | 14 | 19 | 0
PGen | 2 | 14 | 20 | 0
PGen | 2 | 14 | 21 | 0
PGen | 2 | 14 | 22 | 0
PGen | 2 | 14 | 23 | 0
PGen | 2 | 14 | 24 | 0
PGen | 2 | 15 | 1 | 0
PGen | 2 | 15 | 2 | 0
PGen | 2 | 15 | 3 | 0
PGen | 2 | 15 | 4 | 0
PGen | 2 | 15 | 5 | 0
PGen | 2 | 15 | 6 | 0
PGen | 2 | 15 | 7 | 0
PGen | 2 | 15 | 8 | 0
PGen | 2 | 15 | 9 | 0
PGen | 2 | 15 | 10 | 0
PGen | 2 | 15 | 11 | 0
PGen | 2 | 15 | 12 | 0
PGen | 2 | 15 | 13 | 0
PGen | 2 | 15 | 14 | 0
PGen | 2 | 15 | 15 | 0
PGen | 2 | 15 | 16 | 0
PGen | 2 | 15 | 17 | 0
PGen | 2 | 15 | 18 | 0
PGen | 2 | 15 | 19 | 0
PGen | 2 | 15 | 20 | 0
PGen | 2 | 15 | 21 | 0
PGen | 2 | 15 | 22 | 0
PGen | 2 | 15 | 23 | 0
PGen | 2 | 15 | 24 | 0
PGen | 2 | 16 | 1 | 0
PGen | 2 | 16 | 2 | 0
PGen | 2 | 16 | 3 | 0
PGen | 2 | 16 | 4 | 0
PGen | 2 | 16 | 5 | 0
PGen | 2 | 16 | 6 | 0
PGen | 2 | 16 | 7 | 0
PGen | 2 | 16 | 8 | 0
PGen | 2 | 16 | 9 | 0
PGen | 2 | 16 | 10 | 0
PGen | 2 | 16 | 11 | 0
PGen | 2 | 16 | 12 | 0
PGen | 2 | 16 | 13 | 0
PGen | 2 | 16 | 14 | 0
PGen | 2 | 16 | 15 | 0
PGen | 2 | 16 | 16 | 0
PGen | 2 | 16 | 17 | 0
PGen | 2 | 16 | 18 | 0
PGen | 2 | 16 | 19 | 0
PGen | 2 | 16 | 20 | 0
PGen | 2 | 16 | 21 | 0
PGen | 2 | 16 | 22 | 0
PGen | 2 | 16 | 23 | 0
PGen | 2 | 16 | 24 | 0
PGen | 2 | 17 | 1 | 0
PGen | 2 | 17 | 2 | 0
PGen | 2 | 17 | 3 | 0
PGen | 2 | 17 | 4 | 0
PGen | 2 | 17 | 5 | 0
PGen | 2 | 17 | 6 | 0
PGen | 2 | 17 | 7 | 0
PGen | 2 | 17 | 8 | 0
PGen | 2 | 17 | 9 | 0
PGen | 2 | 17 | 10 | 0
PGen | 2 | 17 | 11 | 0
PGen | 2 | 17 | 12 | 0
PGen | 2 | 17 | 13 | 0
PGen | 2 | 17 | 14 | 0
PGen | 2 | 17 | 15 | 0
PGen | 2 | 17 | 16 | 0
PGen | 2 | 17 | 17 | 0
PGen | 2 | 17 | 18 | 0
PGen | 2 | 17 | 19 | 0
PGen | 2 | 17 | 20 | 0
PGen | 2 | 17 | 21 | 0
PGen | 2 | 17 | 22 | 0
PGen | 2 | 17 | 23 | 0
PGen | 2 | 17 | 24 | 0
PGen | 2 | 18 | 1 | 0
PGen | 2 | 18 | 2 | 0
PGen | 2 | 18 | 3 | 0
PGen | 2 | 18 | 4 | 0
PGen | 2 | 18 | 5 | 0
PGen | 2 | 18 | 6 | 0
PGen | 2 | 18 | 7 | 0
PGen | 2 | 18 | 8 | 0
PGen | 2 | 18 | 9 | 0
PGen | 2 | 18 | 10 | 0
PGen | 2 | 18 | 11 | 0
PGen | 2 | 18 | 12 | 0
PGen | 2 | 18 | 13 | 0
PGen | 2 | 18 | 14 | 0
PGen | 2 | 18 | 15 | 0
PGen | 2 | 18 | 16 | 0
PGen | 2 | 18 | 17 | 0
PGen | 2 | 18 | 18 | 0
PGen | 2 | 18 | 19 | 0
PGen | 2 | 18 | 20 | 0
PGen | 2 | 18 | 21 | 0
PGen | 2 | 18 | 22 | 0
PGen | 2 | 18 | 23 | 0
PGen | 2 | 18 | 24 | 0
PGen | 2 | 19 | 1 | 0
PGen | 2 | 19 | 2 | 0
PGen | 2 | 19 | 3 | 0
PGen | 2 | 19 | 4 | 0
PGen | 2 | 19 | 5 | 0
PGen | 2 | 19 | 6 | 0
PGen | 2 | 19 | 7 | 0
PGen | 2 | 19 | 8 | 0
PGen | 2 | 19 | 9 | 0
PGen | 2 | 19 | 10 | 0
PGen | 2 | 19 | 11 | 0
PGen | 2 | 19 | 12 | 0
PGen | 2 | 19 | 13 | 0
PGen | 2 | 19 | 14 | 0
PGen | 2 | 19 | 15 | 0
PGen | 2 | 19 | 16 | 0
PGen | 2 | 19 | 17 | 0
PGen | 2 | 19 | 18 | 0
PGen | 2 | 19 | 19 | 0
PGen | 2 | 19 | 20 | 0
PGen | 2 | 19 | 21 | 0
PGen | 2 | 19 | 22 | 0
PGen | 2 | 19 | 23 | 0
PGen | 2 | 19 | 24 | 0
PGen | 2 | 20 | 1 | 0
PGen | 2 | 20 | 2 | 0
PGen | 2 | 20 | 3 | 0
PGen | 2 | 20 | 4 | 0
PGen | 2 | 20 | 5 | 0
PGen | 2 | 20 | 6 | 0
PGen | 2 | 20 | 7 | 0
PGen | 2 | 20 | 8 | 0
PGen | 2 | 20 | 9 | 0
PGen | 2 | 20 | 10 | 0
PGen | 2 | 20 | 11 | 0
PGen | 2 | 20 | 12 | 0
PGen | 2 | 20 | 13 | 0
PGen | 2 | 20 | 14 | 0
PGen | 2 | 20 | 15 | 0
PGen | 2 | 20 | 16 | 0
PGen | 2 | 20 | 17 | 0
PGen | 2 | 20 | 18 | 0
PGen | 2 | 20 | 19 | 0
PGen | 2 | 20 | 20 | 0
PGen | 2 | 20 | 21 | 0
PGen | 2 | 20 | 22 | 0
PGen | 2 | 20 | 23 | 0
PGen | 2 | 20 | 24 | 0
PGen | 2 | 21 | 1 | 0
PGen | 2 | 21 | 2 | 0
PGen | 2 | 21 | 3 | 0
PGen | 2 | 21 | 4 | 0
PGen | 2 | 21 | 5 | 0
PGen | 2 | 21 | 6 | 0
PGen | 2 | 21 | 7 | 0
PGen | 2 | 21 | 8 | 0
PGen | 2 | 21 | 9 | 0
PGen | 2 | 21 | 10 | 0
PGen | 2 | 21 | 11 | 0
PGen | 2 | 21 | 12 | 0
PGen | 2 | 21 | 13 | 0
PGen | 2 | 21 | 14 | 0
PGen | 2 | 21 | 15 | 0
PGen | 2 | 21 | 16 | 0
PGen | 2 | 21 | 17 | 0
PGen | 2 | 21 | 18 | 0
PGen | 2 | 21 | 19 | 0
PGen | 2 | 21 | 20 | 0
PGen | 2 | 21 | 21 | 0
PGen | 2 | 21 | 22 | 0
PGen | 2 | 21 | 23 | 0
PGen | 2 | 21 | 24 | 0
PGen | 2 | 22 | 1 | 0
PGen | 2 | 22 | 2 | 0
PGen | 2 | 22 | 3 | 0
PGen | 2 | 22 | 4 | 0
PGen | 2 | 22 | 5 | 0
PGen | 2 | 22 | 6 | 0
PGen | 2 | 22 | 7 | 0
PGen | 2 | 22 | 8 | 0
PGen | 2 | 22 | 9 | 0
PGen | 2 | 22 | 10 | 0
PGen | 2 | 22 | 11 | 0
PGen | 2 | 22 | 12 | 0
PGen | 2 | 22 | 13 | 0
PGen | 2 | 22 | 14 | 0
PGen | 2 | 22 | 15 | 0
PGen | 2 | 22 | 16 | 0
PGen | 2 | 22 | 17 | 0
PGen | 2 | 22 | 18 | 0
PGen | 2 | 22 | 19 | 0
PGen | 2 | 22 | 20 | 0
PGen | 2 | 22 | 21 | 0
PGen | 2 | 22 | 22 | 0
PGen | 2 | 22 | 23 | 0
PGen | 2 | 22 | 24 | 0
PGen | 2 | 23 | 1 | 0
PGen | 2 | 23 | 2 | 0
PGen | 2 | 23 | 3 | 0
PGen | 2 | 23 | 4 | 0
PGen | 2 | 23 | 5 | 0
PGen | 2 | 23 | 6 | 0
PGen | 2 | 23 | 7 | 0
PGen | 2 | 23 | 8 | 0
PGen | 2 | 23 | 9 | 0
PGen | 2 | 23 | 10 | 0
PGen | 2 | 23 | 11 | 0
PGen | 2 | 23 | 12 | 0
PGen | 2 | 23 | 13 | 0
PGen | 2 | 23 | 14 | 0
PGen | 2 | 23 | 15 | 0
PGen | 2 | 23 | 16 | 0
PGen | 2 | 23 | 17 | 0
PGen | 2 | 23 | 18 | 0
PGen | 2 | 23 | 19 | 0
PGen | 2 | 23 | 20 | 0
PGen | 2 | 23 | 21 | 0
PGen | 2 | 23 | 22 | 0
PGen | 2 | 23 | 23 | 0
PGen | 2 | 23 | 24 | 0
PGen | 2 | 24 | 1 | 0
PGen | 2 | 24 | 2 | 0
PGen | 2 | 24 | 3 | 0
PGen | 2 | 24 | 4 | 0
PGen | 2 | 24 | 5 | 0
PGen | 2 | 24 | 6 | 0
PGen | 2 | 24 | 7 | 0
PGen | 2 | 24 | 8 | 0
PGen | 2 | 24 | 9 | 0
PGen | 2 | 24 | 10 | 0
PGen | 2 | 24 | 11 | 0
PGen | 2 | 24 | 12 | 0
PGen | 2 | 24 | 13 | 0
PGen | 2 | 24 | 14 | 0
PGen | 2 | 24 | 15 | 0
PGen | 2 | 24 | 16 | 0
PGen | 2 | 24 | 17 | 0
PGen | 2 | 24 | 18 | 0
PGen | 2 | 24 | 19 | 0
PGen | 2 | 24 | 20 | 0
PGen | 2 | 24 | 21 | 0
PGen | 2 | 24 | 22 | 0
PGen | 2 | 24 | 23 | 0
PGen | 2 | 24 | 24 | 0
PGen | 2 | 25 | 1 | 0
PGen | 2 | 25 | 2 | 0
PGen | 2 | 25 | 3 | 0
PGen | 2 | 25 | 4 | 0
PGen | 2 | 25 | 5 | 0
PGen | 2 | 25 | 6 | 0
PGen | 2 | 25 | 7 | 0
PGen | 2 | 25 | 8 | 0
PGen | 2 | 25 | 9 | 0
PGen | 2 | 25 | 10 | 0
PGen | 2 | 25 | 11 | 0
PGen | 2 | 25 | 12 | 0
PGen | 2 | 25 | 13 | 0
PGen | 2 | 25 | 14 | 0
PGen | 2 | 25 | 15 | 0
PGen | 2 | 25 | 16 | 0
PGen | 2 | 25 | 17 | 0
PGen | 2 | 25 | 18 | 0
PGen | 2 | 25 | 19 | 0
PGen | 2 | 25 | 20 | 0
PGen | 2 | 25 | 21 | 0
PGen | 2 | 25 | 22 | 0
PGen | 2 | 25 | 23 | 0
PGen | 2 | 25 | 24 | 0
PGen | 2 | 26 | 1 | 0
PGen | 2 | 26 | 2 | 0
PGen | 2 | 26 | 3 | 0
PGen | 2 | 26 | 4 | 0
PGen | 2 | 26 | 5 | 0
PGen | 2 | 26 | 6 | 0
PGen | 2 | 26 | 7 | 0
PGen | 2 | 26 | 8 | 0
PGen | 2 | 26 | 9 | 0
PGen | 2 | 26 | 10 | 0
PGen | 2 | 26 | 11 | 0
PGen | 2 | 26 | 12 | 0
PGen | 2 | 26 | 13 | 0
PGen | 2 | 26 | 14 | 0
PGen | 2 | 26 | 15 | 0
PGen | 2 | 26 | 16 | 0
PGen | 2 | 26 | 17 | 0
PGen | 2 | 26 | 18 | 0
PGen | 2 | 26 | 19 | 0
PGen | 2 | 26 | 20 | 0
PGen | 2 | 26 | 21 | 0
PGen | 2 | 26 | 22 | 0
PGen | 2 | 26 | 23 | 0
PGen | 2 | 26 | 24 | 0
PGen | 2 | 27 | 1 | 0
PGen | 2 | 27 | 2 | 0
PGen | 2 | 27 | 3 | 0
PGen | 2 | 27 | 4 | 0
PGen | 2 | 27 | 5 | 0
PGen | 2 | 27 | 6 | 0
PGen | 2 | 27 | 7 | 0
PGen | 2 | 27 | 8 | 0
PGen | 2 | 27 | 9 | 0
PGen | 2 | 27 | 10 | 0
PGen | 2 | 27 | 11 | 0
PGen | 2 | 27 | 12 | 0
PGen | 2 | 27 | 13 | 0
PGen | 2 | 27 | 14 | 0
PGen | 2 | 27 | 15 | 0
PGen | 2 | 27 | 16 | 0
PGen | 2 | 27 | 17 | 0
PGen | 2 | 27 | 18 | 0
PGen | 2 | 27 | 19 | 0
PGen | 2 | 27 | 20 | 0
PGen | 2 | 27 | 21 | 0
PGen | 2 | 27 | 22 | 0
PGen | 2 | 27 | 23 | 0
PGen | 2 | 27 | 24 | 0
PGen | 2 | 28 | 1 | 0
PGen | 2 | 28 | 2 | 0
PGen | 2 | 28 | 3 | 0
PGen | 2 | 28 | 4 | 0
PGen | 2 | 28 | 5 | 0
PGen | 2 | 28 | 6 | 0
PGen | 2 | 28 | 7 | 0
PGen | 2 | 28 | 8 | 0
PGen | 2 | 28 | 9 | 0
PGen | 2 | 28 | 10 | 0
PGen | 2 | 28 | 11 | 0
PGen | 2 | 28 | 12 | 0
PGen | 2 | 28 | 13 | 0
PGen | 2 | 28 | 14 | 0
PGen | 2 | 28 | 15 | 0
PGen | 2 | 28 | 16 | 0
PGen | 2 | 28 | 17 | 0
PGen | 2 | 28 | 18 | 0
PGen | 2 | 28 | 19 | 0
PGen | 2 | 28 | 20 | 0
PGen | 2 | 28 | 21 | 0
PGen | 2 | 28 | 22 | 0
PGen | 2 | 28 | 23 | 0
PGen | 2 | 28 | 24 | 0
PGen | 2 | 29 | 1 | 0
PGen | 2 | 29 | 2 | 0
PGen | 2 | 29 | 3 | 0
PGen | 2 | 29 | 4 | 0
PGen | 2 | 29 | 5 | 0
PGen | 2 | 29 | 6 | 0
PGen | 2 | 29 | 7 | 0
PGen | 2 | 29 | 8 | 0
PGen | 2 | 29 | 9 | 0
PGen | 2 | 29 | 10 | 0
PGen | 2 | 29 | 11 | 0
PGen | 2 | 29 | 12 | 0
PGen | 2 | 29 | 13 | 0
PGen | 2 | 29 | 14 | 0
PGen | 2 | 29 | 15 | 0
PGen | 2 | 29 | 16 | 0
PGen | 2 | 29 | 17 | 0
PGen | 2 | 29 | 18 | 0
PGen | 2 | 29 | 19 | 0
PGen | 2 | 29 | 20 | 0
PGen | 2 | 29 | 21 | 0
PGen | 2 | 29 | 22 | 0
PGen | 2 | 29 | 23 | 0
PGen | 2 | 29 | 24 | 0
PGen | 2 | 30 | 1 | 0
PGen | 2 | 30 | 2 | 0
PGen | 2 | 30 | 3 | 0
PGen | 2 | 30 | 4 | 0
PGen | 2 | 30 | 5 | 0
PGen | 2 | 30 | 6 | 0
PGen | 2 | 30 | 7 | 0
PGen | 2 | 30 | 8 | 0
PGen | 2 | 30 | 9 | 0
PGen | 2 | 30 | 10 | 0
PGen | 2 | 30 | 11 | 0
PGen | 2 | 30 | 12 | 0
PGen | 2 | 30 | 13 | 0
PGen | 2 | 30 | 14 | 0
PGen | 2 | 30 | 15 | 0
PGen | 2 | 30 | 16 | 0
PGen | 2 | 30 | 17 | 0
PGen | 2 | 30 | 18 | 0
PGen | 2 | 30 | 19 | 0
PGen | 2 | 30 | 20 | 0
PGen | 2 | 30 | 21 | 0
PGen | 2 | 30 | 22 | 0
PGen | 2 | 30 | 23 | 0
PGen | 2 | 30 | 24 | 0
PGen | 2 | 31 | 1 | 0
PGen | 2 | 31 | 2 | 0
PGen | 2 | 31 | 3 | 0
PGen | 2 | 31 | 4 | 0
PGen | 2 | 31 | 5 | 0
PGen | 2 | 31 | 6 | 0
PGen | 2 | 31 | 7 | 0
PGen | 2 | 31 | 8 | 0
PGen | 2 | 31 | 9 | 0
PGen | 2 | 31 | 10 | 0
PGen | 2 | 31 | 11 | 0
PGen | 2 | 31 | 12 | 0
PGen | 2 | 31 | 13 | 0
PGen | 2 | 31 | 14 | 0
PGen | 2 | 31 | 15 | 0
PGen | 2 | 31 | 16 | 0
PGen | 2 | 31 | 17 | 0
PGen | 2 | 31 | 18 | 0
PGen | 2 | 31 | 19 | 0
PGen | 2 | 31 | 20 | 0
PGen | 2 | 31 | 21 | 0
PGen | 2 | 31 | 22 | 0
PGen | 2 | 31 | 23 | 0
PGen | 2 | 31 | 24 | 0
PGen | 2 | 32 | 1 | 0
PGen | 2 | 32 | 2 | 0
PGen | 2 | 32 | 3 | 0
PGen | 2 | 32 | 4 | 0
PGen | 2 | 32 | 5 | 0
PGen | 2 | 32 | 6 | 0
PGen | 2 | 32 | 7 | 0
PGen | 2 | 32 | 8 | 0
PGen | 2 | 32 | 9 | 0
PGen | 2 | 32 | 10 | 0
PGen | 2 | 32 | 11 | 0
PGen | 2 | 32 | 12 | 0
PGen | 2 | 32 | 13 | 0
PGen | 2 | 32 | 14 | 0
PGen | 2 | 32 | 15 | 0
PGen | 2 | 32 | 16 | 0
PGen | 2 | 32 | 17 | 0
PGen | 2 | 32 | 18 | 0
PGen | 2 | 32 | 19 | 0
PGen | 2 | 32 | 20 | 0
PGen | 2 | 32 | 21 | 0
PGen | 2 | 32 | 22 | 0
PGen | 2 | 32 | 23 | 0
PGen | 2 | 32 | 24 | 0
PGen | 2 | 33 | 1 | 0
PGen | 2 | 33 | 2 | 0
PGen | 2 | 33 | 3 | 0
PGen | 2 | 33 | 4 | 0
PGen | 2 | 33 | 5 | 0
PGen | 2 | 33 | 6 | 0
PGen | 2 | 33 | 7 | 0
PGen | 2 | 33 | 8 | 0
PGen | 2 | 33 | 9 | 0
PGen | 2 | 33 | 10 | 0
PGen | 2 | 33 | 11 | 0
PGen | 2 | 33 | 12 | 0
PGen | 2 | 33 | 13 | 0
PGen | 2 | 33 | 14 | 0
PGen | 2 | 33 | 15 | 0
PGen | 2 | 33 | 16 | 0
PGen | 2 | 33 | 17 | 0
PGen | 2 | 33 | 18 | 0
PGen | 2 | 33 | 19 | 0
PGen | 2 | 33 | 20 | 0
PGen | 2 | 33 | 21 | 0
PGen | 2 | 33 | 22 | 0
PGen | 2 | 33 | 23 | 0
PGen | 2 | 33 | 24 | 0
PGen | 3 | 1 | 1 | 0
PGen | 3 | 1 | 2 | 0
PGen | 3 | 1 | 3 | 0
PGen | 3 | 1 | 4 | 0
PGen | 3 | 1 | 5 | 0
PGen | 3 | 1 | 6 | 0
PGen | 3 | 1 | 7 | 0
PGen | 3 | 1 | 8 | 0
PGen | 3 | 1 | 9 | 0
PGen | 3 | 1 | 10 | 0
PGen | 3 | 1 | 11 | 0
PGen | 3 | 1 | 12 | 0
PGen | 3 | 1 | 13 | 0
PGen | 3 | 1 | 14 | 0
PGen | 3 | 1 | 15 | 0
PGen | 3 | 1 | 16 | 0
PGen | 3 | 1 | 17 | 0
PGen | 3 | 1 | 18 | 0
PGen | 3 | 1 | 19 | 0
PGen | 3 | 1 | 20 | 0
PGen | 3 | 1 | 21 | 0
PGen | 3 | 1 | 22 | 0
PGen | 3 | 1 | 23 | 0
PGen | 3 | 1 | 24 | 0
PGen | 3 | 2 | 1 | 0
PGen | 3 | 2 | 2 | 0
PGen | 3 | 2 | 3 | 0
PGen | 3 | 2 | 4 | 0
PGen | 3 | 2 | 5 | 0
PGen | 3 | 2 | 6 | 0
PGen | 3 | 2 | 7 | 0
PGen | 3 | 2 | 8 | 0
PGen | 3 | 2 | 9 | 0
PGen | 3 | 2 | 10 | 0
PGen | 3 | 2 | 11 | 0
PGen | 3 | 2 | 12 | 0
PGen | 3 | 2 | 13 | 0
PGen | 3 | 2 | 14 | 0
PGen | 3 | 2 | 15 | 0
PGen | 3 | 2 | 16 | 0
PGen | 3 | 2 | 17 | 0
PGen | 3 | 2 | 18 | 0
PGen | 3 | 2 | 19 | 0
PGen | 3 | 2 | 20 | 0
PGen | 3 | 2 | 21 | 0
PGen | 3 | 2 | 22 | 0
PGen | 3 | 2 | 23 | 0
PGen | 3 | 2 | 24 | 0
PGen | 3 | 3 | 1 | 0
PGen | 3 | 3 | 2 | 0
PGen | 3 | 3 | 3 | 0
PGen | 3 | 3 | 4 | 0
PGen | 3 | 3 | 5 | 0
PGen | 3 | 3 | 6 | 0
PGen | 3 | 3 | 7 | 0
PGen | 3 | 3 | 8 | 0
PGen | 3 | 3 | 9 | 0
PGen | 3 | 3 | 10 | 0
PGen | 3 | 3 | 11 | 0
PGen | 3 | 3 | 12 | 0
PGen | 3 | 3 | 13 | 0
PGen | 3 | 3 | 14 | 0
PGen | 3 | 3 | 15 | 0
PGen | 3 | 3 | 16 | 0
PGen | 3 | 3 | 17 | 0
PGen | 3 | 3 | 18 | 0
PGen | 3 | 3 | 19 | 0
PGen | 3 | 3 | 20 | 0
PGen | 3 | 3 | 21 | 0
PGen | 3 | 3 | 22 | 0
PGen | 3 | 3 | 23 | 0
PGen | 3 | 3 | 24 | 0
PGen | 3 | 4 | 1 | 0
PGen | 3 | 4 | 2 | 0
PGen | 3 | 4 | 3 | 0
PGen | 3 | 4 | 4 | 0
PGen | 3 | 4 | 5 | 0
PGen | 3 | 4 | 6 | 0
PGen | 3 | 4 | 7 | 0
PGen | 3 | 4 | 8 | 0
PGen | 3 | 4 | 9 | 0
PGen | 3 | 4 | 10 | 0
PGen | 3 | 4 | 11 | 0
PGen | 3 | 4 | 12 | 0
PGen | 3 | 4 | 13 | 0
PGen | 3 | 4 | 14 | 0
PGen | 3 | 4 | 15 | 0
PGen | 3 | 4 | 16 | 0
PGen | 3 | 4 | 17 | 0
PGen | 3 | 4 | 18 | 0
PGen | 3 | 4 | 19 | 0
PGen | 3 | 4 | 20 | 0
PGen | 3 | 4 | 21 | 0
PGen | 3 | 4 | 22 | 0
PGen | 3 | 4 | 23 | 0
PGen | 3 | 4 | 24 | 0
PGen | 3 | 5 | 1 | 0
PGen | 3 | 5 | 2 | 0
PGen | 3 | 5 | 3 | 0
PGen | 3 | 5 | 4 | 0
PGen | 3 | 5 | 5 | 0
PGen | 3 | 5 | 6 | 0
PGen | 3 | 5 | 7 | 0
PGen | 3 | 5 | 8 | 0
PGen | 3 | 5 | 9 | 0
PGen | 3 | 5 | 10 | 0
PGen | 3 | 5 | 11 | 0
PGen | 3 | 5 | 12 | 0
PGen | 3 | 5 | 13 | 0
PGen | 3 | 5 | 14 | 0
PGen | 3 | 5 | 15 | 0
PGen | 3 | 5 | 16 | 0
PGen | 3 | 5 | 17 | 0
PGen | 3 | 5 | 18 | 0
PGen | 3 | 5 | 19 | 0
PGen | 3 | 5 | 20 | 0
PGen | 3 | 5 | 21 | 0
PGen | 3 | 5 | 22 | 0
PGen | 3 | 5 | 23 | 0
PGen | 3 | 5 | 24 | 0
PGen | 3 | 6 | 1 | 0
PGen | 3 | 6 | 2 | 0
PGen | 3 | 6 | 3 | 0
PGen | 3 | 6 | 4 | 0
PGen | 3 | 6 | 5 | 0
PGen | 3 | 6 | 6 | 0
PGen | 3 | 6 | 7 | 0
PGen | 3 | 6 | 8 | 0
PGen | 3 | 6 | 9 | 0
PGen | 3 | 6 | 10 | 0
PGen | 3 | 6 | 11 | 0
PGen | 3 | 6 | 12 | 0
PGen | 3 | 6 | 13 | 0
PGen | 3 | 6 | 14 | 0
PGen | 3 | 6 | 15 | 0
PGen | 3 | 6 | 16 | 0
PGen | 3 | 6 | 17 | 0
PGen | 3 | 6 | 18 | 0
PGen | 3 | 6 | 19 | 0
PGen | 3 | 6 | 20 | 0
PGen | 3 | 6 | 21 | 0
PGen | 3 | 6 | 22 | 0
PGen | 3 | 6 | 23 | 0
PGen | 3 | 6 | 24 | 0
PGen | 3 | 7 | 1 | 0
PGen | 3 | 7 | 2 | 0
PGen | 3 | 7 | 3 | 0
PGen | 3 | 7 | 4 | 0
PGen | 3 | 7 | 5 | 0
PGen | 3 | 7 | 6 | 0
PGen | 3 | 7 | 7 | 0
PGen | 3 | 7 | 8 | 0
PGen | 3 | 7 | 9 | 0
PGen | 3 | 7 | 10 | 0
PGen | 3 | 7 | 11 | 0
PGen | 3 | 7 | 12 | 0
PGen | 3 | 7 | 13 | 0
PGen | 3 | 7 | 14 | 0
PGen | 3 | 7 | 15 | 0
PGen | 3 | 7 | 16 | 0
PGen | 3 | 7 | 17 | 0
PGen | 3 | 7 | 18 | 0
PGen | 3 | 7 | 19 | 0
PGen | 3 | 7 | 20 | 0
PGen | 3 | 7 | 21 | 0
PGen | 3 | 7 | 22 | 0
PGen | 3 | 7 | 23 | 0
PGen | 3 | 7 | 24 | 0
PGen | 3 | 8 | 1 | 0
PGen | 3 | 8 | 2 | 0
PGen | 3 | 8 | 3 | 0
PGen | 3 | 8 | 4 | 0
PGen | 3 | 8 | 5 | 0
PGen | 3 | 8 | 6 | 0
PGen | 3 | 8 | 7 | 0
PGen | 3 | 8 | 8 | 0
PGen | 3 | 8 | 9 | 0
PGen | 3 | 8 | 10 | 0
PGen | 3 | 8 | 11 | 0
PGen | 3 | 8 | 12 | 0
PGen | 3 | 8 | 13 | 0
PGen | 3 | 8 | 14 | 0
PGen | 3 | 8 | 15 | 0
PGen | 3 | 8 | 16 | 0
PGen | 3 | 8 | 17 | 0
PGen | 3 | 8 | 18 | 0
PGen | 3 | 8 | 19 | 0
PGen | 3 | 8 | 20 | 0
PGen | 3 | 8 | 21 | 0
PGen | 3 | 8 | 22 | 0
PGen | 3 | 8 | 23 | 0
PGen | 3 | 8 | 24 | 0
PGen | 3 | 9 | 1 | 0
PGen | 3 | 9 | 2 | 0
PGen | 3 | 9 | 3 | 0
PGen | 3 | 9 | 4 | 0
PGen | 3 | 9 | 5 | 0
PGen | 3 | 9 | 6 | 0
PGen | 3 | 9 | 7 | 0
PGen | 3 | 9 | 8 | 0
PGen | 3 | 9 | 9 | 0
PGen | 3 | 9 | 10 | 0
PGen | 3 | 9 | 11 | 0
PGen | 3 | 9 | 12 | 0
PGen | 3 | 9 | 13 | 0
PGen | 3 | 9 | 14 | 0
PGen | 3 | 9 | 15 | 0
PGen | 3 | 9 | 16 | 0
PGen | 3 | 9 | 17 | 0
PGen | 3 | 9 | 18 | 0
PGen | 3 | 9 | 19 | 0
PGen | 3 | 9 | 20 | 0
PGen | 3 | 9 | 21 | 0
PGen | 3 | 9 | 22 | 0
PGen | 3 | 9 | 23 | 0
PGen | 3 | 9 | 24 | 0
PGen | 3 | 10 | 1 | 0
PGen | 3 | 10 | 2 | 0
PGen | 3 | 10 | 3 | 0
PGen | 3 | 10 | 4 | 0
PGen | 3 | 10 | 5 | 0
PGen | 3 | 10 | 6 | 0
PGen | 3 | 10 | 7 | 0
PGen | 3 | 10 | 8 | 0
PGen | 3 | 10 | 9 | 0
PGen | 3 | 10 | 10 | 0
PGen | 3 | 10 | 11 | 0
PGen | 3 | 10 | 12 | 0
PGen | 3 | 10 | 13 | 0
PGen | 3 | 10 | 14 | 0
PGen | 3 | 10 | 15 | 0
PGen | 3 | 10 | 16 | 0
PGen | 3 | 10 | 17 | 0
PGen | 3 | 10 | 18 | 0
PGen | 3 | 10 | 19 | 0
PGen | 3 | 10 | 20 | 0
PGen | 3 | 10 | 21 | 0
PGen | 3 | 10 | 22 | 0
PGen | 3 | 10 | 23 | 0
PGen | 3 | 10 | 24 | 0
PGen | 3 | 11 | 1 | 0
PGen | 3 | 11 | 2 | 0
PGen | 3 | 11 | 3 | 0
PGen | 3 | 11 | 4 | 0
PGen | 3 | 11 | 5 | 0
PGen | 3 | 11 | 6 | 0
PGen | 3 | 11 | 7 | 0
PGen | 3 | 11 | 8 | 0
PGen | 3 | 11 | 9 | 0
PGen | 3 | 11 | 10 | 0
PGen | 3 | 11 | 11 | 0
PGen | 3 | 11 | 12 | 0
PGen | 3 | 11 | 13 | 0
PGen | 3 | 11 | 14 | 0
PGen | 3 | 11 | 15 | 0
PGen | 3 | 11 | 16 | 0
PGen | 3 | 11 | 17 | 0
PGen | 3 | 11 | 18 | 0
PGen | 3 | 11 | 19 | 0
PGen | 3 | 11 | 20 | 0
PGen | 3 | 11 | 21 | 0
PGen | 3 | 11 | 22 | 0
PGen | 3 | 11 | 23 | 0
PGen | 3 | 11 | 24 | 0
PGen | 3 | 12 | 1 | 0
PGen | 3 | 12 | 2 | 0
PGen | 3 | 12 | 3 | 0
PGen | 3 | 12 | 4 | 0
PGen | 3 | 12 | 5 | 0
PGen | 3 | 12 | 6 | 0
PGen | 3 | 12 | 7 | 0
PGen | 3 | 12 | 8 | 0
PGen | 3 | 12 | 9 | 0
PGen | 3 | 12 | 10 | 0
PGen | 3 | 12 | 11 | 0
PGen | 3 | 12 | 12 | 0
PGen | 3 | 12 | 13 | 0
PGen | 3 | 12 | 14 | 0
PGen | 3 | 12 | 15 | 0
PGen | 3 | 12 | 16 | 0
PGen | 3 | 12 | 17 | 0
PGen | 3 | 12 | 18 | 0
PGen | 3 | 12 | 19 | 0
PGen | 3 | 12 | 20 | 0
PGen | 3 | 12 | 21 | 0
PGen | 3 | 12 | 22 | 0
PGen | 3 | 12 | 23 | 0
PGen | 3 | 12 | 24 | 0
PGen | 3 | 13 | 1 | 0
PGen | 3 | 13 | 2 | 0
PGen | 3 | 13 | 3 | 0
PGen | 3 | 13 | 4 | 0
PGen | 3 | 13 | 5 | 0
PGen | 3 | 13 | 6 | 0
PGen | 3 | 13 | 7 | 0
PGen | 3 | 13 | 8 | 0
PGen | 3 | 13 | 9 | 0
PGen | 3 | 13 | 10 | 0
PGen | 3 | 13 | 11 | 0
PGen | 3 | 13 | 12 | 0
PGen | 3 | 13 | 13 | 0
PGen | 3 | 13 | 14 | 0
PGen | 3 | 13 | 15 | 0
PGen | 3 | 13 | 16 | 0
PGen | 3 | 13 | 17 | 0
PGen | 3 | 13 | 18 | 0
PGen | 3 | 13 | 19 | 0
PGen | 3 | 13 | 20 | 0
PGen | 3 | 13 | 21 | 0
PGen | 3 | 13 | 22 | 0
PGen | 3 | 13 | 23 | 0
PGen | 3 | 13 | 24 | 0
PGen | 3 | 14 | 1 | 0
PGen | 3 | 14 | 2 | 0
PGen | 3 | 14 | 3 | 0
PGen | 3 | 14 | 4 | 0
PGen | 3 | 14 | 5 | 0
PGen | 3 | 14 | 6 | 0
PGen | 3 | 14 | 7 | 0
PGen | 3 | 14 | 8 | 0
PGen | 3 | 14 | 9 | 0
PGen | 3 | 14 | 10 | 0
PGen | 3 | 14 | 11 | 0
PGen | 3 | 14 | 12 | 0
PGen | 3 | 14 | 13 | 0
PGen | 3 | 14 | 14 | 0
PGen | 3 | 14 | 15 | 0
PGen | 3 | 14 | 16 | 0
PGen | 3 | 14 | 17 | 0
PGen | 3 | 14 | 18 | 0
PGen | 3 | 14 | 19 | 0
PGen | 3 | 14 | 20 | 0
PGen | 3 | 14 | 21 | 0
PGen | 3 | 14 | 22 | 0
PGen | 3 | 14 | 23 | 0
PGen | 3 | 14 | 24 | 0
PGen | 3 | 15 | 1 | 0
PGen | 3 | 15 | 2 | 0
PGen | 3 | 15 | 3 | 0
PGen | 3 | 15 | 4 | 0
PGen | 3 | 15 | 5 | 0
PGen | 3 | 15 | 6 | 0
PGen | 3 | 15 | 7 | 0
PGen | 3 | 15 | 8 | 0
PGen | 3 | 15 | 9 | 0
PGen | 3 | 15 | 10 | 0
PGen | 3 | 15 | 11 | 0
PGen | 3 | 15 | 12 | 0
PGen | 3 | 15 | 13 | 0
PGen | 3 | 15 | 14 | 0
PGen | 3 | 15 | 15 | 0
PGen | 3 | 15 | 16 | 0
PGen | 3 | 15 | 17 | 0
PGen | 3 | 15 | 18 | 0
PGen | 3 | 15 | 19 | 0
PGen | 3 | 15 | 20 | 0
PGen | 3 | 15 | 21 | 0
PGen | 3 | 15 | 22 | 0
PGen | 3 | 15 | 23 | 0
PGen | 3 | 15 | 24 | 0
PGen | 3 | 16 | 1 | 0
PGen | 3 | 16 | 2 | 0
PGen | 3 | 16 | 3 | 0
PGen | 3 | 16 | 4 | 0
PGen | 3 | 16 | 5 | 0
PGen | 3 | 16 | 6 | 0
PGen | 3 | 16 | 7 | 0
PGen | 3 | 16 | 8 | 0
PGen | 3 | 16 | 9 | 0
PGen | 3 | 16 | 10 | 0
PGen | 3 | 16 | 11 | 0
PGen | 3 | 16 | 12 | 0
PGen | 3 | 16 | 13 | 0
PGen | 3 | 16 | 14 | 0
PGen | 3 | 16 | 15 | 0
PGen | 3 | 16 | 16 | 0
PGen | 3 | 16 | 17 | 0
PGen | 3 | 16 | 18 | 0
PGen | 3 | 16 | 19 | 0
PGen | 3 | 16 | 20 | 0
PGen | 3 | 16 | 21 | 0
PGen | 3 | 16 | 22 | 0
PGen | 3 | 16 | 23 | 0
PGen | 3 | 16 | 24 | 0
PGen | 3 | 17 | 1 | 0
PGen | 3 | 17 | 2 | 0
PGen | 3 | 17 | 3 | 0
PGen | 3 | 17 | 4 | 0
PGen | 3 | 17 | 5 | 0
PGen | 3 | 17 | 6 | 0
PGen | 3 | 17 | 7 | 0
PGen | 3 | 17 | 8 | 0
PGen | 3 | 17 | 9 | 0
PGen | 3 | 17 | 10 | 0
PGen | 3 | 17 | 11 | 0
PGen | 3 | 17 | 12 | 0
PGen | 3 | 17 | 13 | 0
PGen | 3 | 17 | 14 | 0
PGen | 3 | 17 | 15 | 0
PGen | 3 | 17 | 16 | 0
PGen | 3 | 17 | 17 | 0
PGen | 3 | 17 | 18 | 0
PGen | 3 | 17 | 19 | 0
PGen | 3 | 17 | 20 | 0
PGen | 3 | 17 | 21 | 0
PGen | 3 | 17 | 22 | 0
PGen | 3 | 17 | 23 | 0
PGen | 3 | 17 | 24 | 0
PGen | 3 | 18 | 1 | 0
PGen | 3 | 18 | 2 | 0
PGen | 3 | 18 | 3 | 0
PGen | 3 | 18 | 4 | 0
PGen | 3 | 18 | 5 | 0
PGen | 3 | 18 | 6 | 0
PGen | 3 | 18 | 7 | 0
PGen | 3 | 18 | 8 | 0
PGen | 3 | 18 | 9 | 0
PGen | 3 | 18 | 10 | 0
PGen | 3 | 18 | 11 | 0
PGen | 3 | 18 | 12 | 0
PGen | 3 | 18 | 13 | 0
PGen | 3 | 18 | 14 | 0
PGen | 3 | 18 | 15 | 0
PGen | 3 | 18 | 16 | 0
PGen | 3 | 18 | 17 | 0
PGen | 3 | 18 | 18 | 0
PGen | 3 | 18 | 19 | 0
PGen | 3 | 18 | 20 | 0
PGen | 3 | 18 | 21 | 0
PGen | 3 | 18 | 22 | 0
PGen | 3 | 18 | 23 | 0
PGen | 3 | 18 | 24 | 0
PGen | 3 | 19 | 1 | 0
PGen | 3 | 19 | 2 | 0
PGen | 3 | 19 | 3 | 0
PGen | 3 | 19 | 4 | 0
PGen | 3 | 19 | 5 | 0
PGen | 3 | 19 | 6 | 0
PGen | 3 | 19 | 7 | 0
PGen | 3 | 19 | 8 | 0
PGen | 3 | 19 | 9 | 0
PGen | 3 | 19 | 10 | 0
PGen | 3 | 19 | 11 | 0
PGen | 3 | 19 | 12 | 0
PGen | 3 | 19 | 13 | 0
PGen | 3 | 19 | 14 | 0
PGen | 3 | 19 | 15 | 0
PGen | 3 | 19 | 16 | 0
PGen | 3 | 19 | 17 | 0
PGen | 3 | 19 | 18 | 0
PGen | 3 | 19 | 19 | 0
PGen | 3 | 19 | 20 | 0
PGen | 3 | 19 | 21 | 0
PGen | 3 | 19 | 22 | 0
PGen | 3 | 19 | 23 | 0
PGen | 3 | 19 | 24 | 0
PGen | 3 | 20 | 1 | 0
PGen | 3 | 20 | 2 | 0
PGen | 3 | 20 | 3 | 0
PGen | 3 | 20 | 4 | 0
PGen | 3 | 20 | 5 | 0
PGen | 3 | 20 | 6 | 0
PGen | 3 | 20 | 7 | 0
PGen | 3 | 20 | 8 | 0
PGen | 3 | 20 | 9 | 0
PGen | 3 | 20 | 10 | 0
PGen | 3 | 20 | 11 | 0
PGen | 3 | 20 | 12 | 0
PGen | 3 | 20 | 13 | 0
PGen | 3 | 20 | 14 | 0
PGen | 3 | 20 | 15 | 0
PGen | 3 | 20 | 16 | 0
PGen | 3 | 20 | 17 | 0
PGen | 3 | 20 | 18 | 0
PGen | 3 | 20 | 19 | 0
PGen | 3 | 20 | 20 | 0
PGen | 3 | 20 | 21 | 0
PGen | 3 | 20 | 22 | 0
PGen | 3 | 20 | 23 | 0
PGen | 3 | 20 | 24 | 0
PGen | 3 | 21 | 1 | 0
PGen | 3 | 21 | 2 | 0
PGen | 3 | 21 | 3 | 0
PGen | 3 | 21 | 4 | 0
PGen | 3 | 21 | 5 | 0
PGen | 3 | 21 | 6 | 0
PGen | 3 | 21 | 7 | 0
PGen | 3 | 21 | 8 | 0
PGen | 3 | 21 | 9 | 0
PGen | 3 | 21 | 10 | 0
PGen | 3 | 21 | 11 | 0
PGen | 3 | 21 | 12 | 0
PGen | 3 | 21 | 13 | 0
PGen | 3 | 21 | 14 | 0
PGen | 3 | 21 | 15 | 0
PGen | 3 | 21 | 16 | 0
PGen | 3 | 21 | 17 | 0
PGen | 3 | 21 | 18 | 0
PGen | 3 | 21 | 19 | 0
PGen | 3 | 21 | 20 | 0
PGen | 3 | 21 | 21 | 0
PGen | 3 | 21 | 22 | 0
PGen | 3 | 21 | 23 | 0
PGen | 3 | 21 | 24 | 0
PGen | 3 | 22 | 1 | 0
PGen | 3 | 22 | 2 | 0
PGen | 3 | 22 | 3 | 0
PGen | 3 | 22 | 4 | 0
PGen | 3 | 22 | 5 | 0
PGen | 3 | 22 | 6 | 0
PGen | 3 | 22 | 7 | 0
PGen | 3 | 22 | 8 | 0
PGen | 3 | 22 | 9 | 0
PGen | 3 | 22 | 10 | 0
PGen | 3 | 22 | 11 | 0
PGen | 3 | 22 | 12 | 0
PGen | 3 | 22 | 13 | 0
PGen | 3 | 22 | 14 | 0
PGen | 3 | 22 | 15 | 0
PGen | 3 | 22 | 16 | 0
PGen | 3 | 22 | 17 | 0
PGen | 3 | 22 | 18 | 0
PGen | 3 | 22 | 19 | 0
PGen | 3 | 22 | 20 | 0
PGen | 3 | 22 | 21 | 0
PGen | 3 | 22 | 22 | 0
PGen | 3 | 22 | 23 | 0
PGen | 3 | 22 | 24 | 0
PGen | 3 | 23 | 1 | 0
PGen | 3 | 23 | 2 | 0
PGen | 3 | 23 | 3 | 0
PGen | 3 | 23 | 4 | 0
PGen | 3 | 23 | 5 | 0
PGen | 3 | 23 | 6 | 0
PGen | 3 | 23 | 7 | 0
PGen | 3 | 23 | 8 | 0
PGen | 3 | 23 | 9 | 0
PGen | 3 | 23 | 10 | 0
PGen | 3 | 23 | 11 | 0
PGen | 3 | 23 | 12 | 0
PGen | 3 | 23 | 13 | 0
PGen | 3 | 23 | 14 | 0
PGen | 3 | 23 | 15 | 0
PGen | 3 | 23 | 16 | 0
PGen | 3 | 23 | 17 | 0
PGen | 3 | 23 | 18 | 0
PGen | 3 | 23 | 19 | 0
PGen | 3 | 23 | 20 | 0
PGen | 3 | 23 | 21 | 0
PGen | 3 | 23 | 22 | 0
PGen | 3 | 23 | 23 | 0
PGen | 3 | 23 | 24 | 0
PGen | 3 | 24 | 1 | 0
PGen | 3 | 24 | 2 | 0
PGen | 3 | 24 | 3 | 0
PGen | 3 | 24 | 4 | 0
PGen | 3 | 24 | 5 | 0
PGen | 3 | 24 | 6 | 0
PGen | 3 | 24 | 7 | 0
PGen | 3 | 24 | 8 | 0
PGen | 3 | 24 | 9 | 0
PGen | 3 | 24 | 10 | 0
PGen | 3 | 24 | 11 | 0
PGen | 3 | 24 | 12 | 0
PGen | 3 | 24 | 13 | 0
PGen | 3 | 24 | 14 | 0
PGen | 3 | 24 | 15 | 0
PGen | 3 | 24 | 16 | 0
PGen | 3 | 24 | 17 | 0
PGen | 3 | 24 | 18 | 0
PGen | 3 | 24 | 19 | 0
PGen | 3 | 24 | 20 | 0
PGen | 3 | 24 | 21 | 0
PGen | 3 | 24 | 22 | 0
PGen | 3 | 24 | 23 | 0
PGen | 3 | 24 | 24 | 0
PGen | 3 | 25 | 1 | 0
PGen | 3 | 25 | 2 | 0
PGen | 3 | 25 | 3 | 0
PGen | 3 | 25 | 4 | 0
PGen | 3 | 25 | 5 | 0
PGen | 3 | 25 | 6 | 0
PGen | 3 | 25 | 7 | 0
PGen | 3 | 25 | 8 | 0
PGen | 3 | 25 | 9 | 0
PGen | 3 | 25 | 10 | 0
PGen | 3 | 25 | 11 | 0
PGen | 3 | 25 | 12 | 0
PGen | 3 | 25 | 13 | 0
PGen | 3 | 25 | 14 | 0
PGen | 3 | 25 | 15 | 0
PGen | 3 | 25 | 16 | 0
PGen | 3 | 25 | 17 | 0
PGen | 3 | 25 | 18 | 0
PGen | 3 | 25 | 19 | 0
PGen | 3 | 25 | 20 | 0
PGen | 3 | 25 | 21 | 0
PGen | 3 | 25 | 22 | 0
PGen | 3 | 25 | 23 | 0
PGen | 3 | 25 | 24 | 0
PGen | 3 | 26 | 1 | 0
PGen | 3 | 26 | 2 | 0
PGen | 3 | 26 | 3 | 0
PGen | 3 | 26 | 4 | 0
PGen | 3 | 26 | 5 | 0
PGen | 3 | 26 | 6 | 0
PGen | 3 | 26 | 7 | 0
PGen | 3 | 26 | 8 | 0
PGen | 3 | 26 | 9 | 0
PGen | 3 | 26 | 10 | 0
PGen | 3 | 26 | 11 | 0
PGen | 3 | 26 | 12 | 0
PGen | 3 | 26 | 13 | 0
PGen | 3 | 26 | 14 | 0
PGen | 3 | 26 | 15 | 0
PGen | 3 | 26 | 16 | 0
PGen | 3 | 26 | 17 | 0
PGen | 3 | 26 | 18 | 0
PGen | 3 | 26 | 19 | 0
PGen | 3 | 26 | 20 | 0
PGen | 3 | 26 | 21 | 0
PGen | 3 | 26 | 22 | 0
PGen | 3 | 26 | 23 | 0
PGen | 3 | 26 | 24 | 0
PGen | 3 | 27 | 1 | 0
PGen | 3 | 27 | 2 | 0
PGen | 3 | 27 | 3 | 0
PGen | 3 | 27 | 4 | 0
PGen | 3 | 27 | 5 | 0
PGen | 3 | 27 | 6 | 0
PGen | 3 | 27 | 7 | 0
PGen | 3 | 27 | 8 | 0
PGen | 3 | 27 | 9 | 0
PGen | 3 | 27 | 10 | 0
PGen | 3 | 27 | 11 | 0
PGen | 3 | 27 | 12 | 0
PGen | 3 | 27 | 13 | 0
PGen | 3 | 27 | 14 | 0
PGen | 3 | 27 | 15 | 0
PGen | 3 | 27 | 16 | 0
PGen | 3 | 27 | 17 | 0
PGen | 3 | 27 | 18 | 0
PGen | 3 | 27 | 19 | 0
PGen | 3 | 27 | 20 | 0
PGen | 3 | 27 | 21 | 0
PGen | 3 | 27 | 22 | 0
PGen | 3 | 27 | 23 | 0
PGen | 3 | 27 | 24 | 0
PGen | 3 | 28 | 1 | 0
PGen | 3 | 28 | 2 | 0
PGen | 3 | 28 | 3 | 0
PGen | 3 | 28 | 4 | 0
PGen | 3 | 28 | 5 | 0
PGen | 3 | 28 | 6 | 0
PGen | 3 | 28 | 7 | 0
PGen | 3 | 28 | 8 | 0
PGen | 3 | 28 | 9 | 0
PGen | 3 | 28 | 10 | 0
PGen | 3 | 28 | 11 | 0
PGen | 3 | 28 | 12 | 0
PGen | 3 | 28 | 13 | 0
PGen | 3 | 28 | 14 | 0
PGen | 3 | 28 | 15 | 0
PGen | 3 | 28 | 16 | 0
PGen | 3 | 28 | 17 | 0
PGen | 3 | 28 | 18 | 0
PGen | 3 | 28 | 19 | 0
PGen | 3 | 28 | 20 | 0
PGen | 3 | 28 | 21 | 0
PGen | 3 | 28 | 22 | 0
PGen | 3 | 28 | 23 | 0
PGen | 3 | 28 | 24 | 0
PGen | 3 | 29 | 1 | 0
PGen | 3 | 29 | 2 | 0
PGen | 3 | 29 | 3 | 0
PGen | 3 | 29 | 4 | 0
PGen | 3 | 29 | 5 | 0
PGen | 3 | 29 | 6 | 0
PGen | 3 | 29 | 7 | 0.0042158
PGen | 3 | 29 | 8 | 0.020604
PGen | 3 | 29 | 9 | 0.040071
PGen | 3 | 29 | 10 | 0.057207
PGen | 3 | 29 | 11 | 0.060661
PGen | 3 | 29 | 12 | 0.065149
PGen | 3 | 29 | 13 | 0.070148
PGen | 3 | 29 | 14 | 0.066758
PGen | 3 | 29 | 15 | 0.0743
PGen | 3 | 29 | 16 | 0.065358
PGen | 3 | 29 | 17 | 0.052899
PGen | 3 | 29 | 18 | 0.035873
PGen | 3 | 29 | 19 | 0.017083
PGen | 3 | 29 | 20 | 0.0094234
PGen | 3 | 29 | 21 | 0.006979
PGen | 3 | 29 | 22 | 0.0033372
PGen | 3 | 29 | 23 | 0.0015269
PGen | 3 | 29 | 24 | 0
PGen | 3 | 30 | 1 | 0
PGen | 3 | 30 | 2 | 0
PGen | 3 | 30 | 3 | 0
PGen | 3 | 30 | 4 | 0
PGen | 3 | 30 | 5 | 0
PGen | 3 | 30 | 6 | 0
PGen | 3 | 30 | 7 | 0
PGen | 3 | 30 | 8 | 0
PGen | 3 | 30 | 9 | 0
PGen | 3 | 30 | 10 | 0
PGen | 3 | 30 | 11 | 0
PGen | 3 | 30 | 12 | 0
PGen | 3 | 30 | 13 | 0
PGen | 3 | 30 | 14 | 0
PGen | 3 | 30 | 15 | 0
PGen | 3 | 30 | 16 | 0
PGen | 3 | 30 | 17 | 0
PGen | 3 | 30 | 18 | 0
PGen | 3 | 30 | 19 | 0
PGen | 3 | 30 | 20 | 0
PGen | 3 | 30 | 21 | 0
PGen | 3 | 30 | 22 | 0
PGen | 3 | 30 | 23 | 0
PGen | 3 | 30 | 24 | 0
PGen | 3 | 31 | 1 | 0
PGen | 3 | 31 | 2 | 0
PGen | 3 | 31 | 3 | 0
PGen | 3 | 31 | 4 | 0
PGen | 3 | 31 | 5 | 0
PGen | 3 | 31 | 6 | 0
PGen | 3 | 31 | 7 | 0
PGen | 3 | 31 | 8 | 0
PGen | 3 | 31 | 9 | 0
PGen | 3 | 31 | 10 | 0
PGen | 3 | 31 | 11 | 0
PGen | 3 | 31 | 12 | 0
PGen | 3 | 31 | 13 | 0
PGen | 3 | 31 | 14 | 0
PGen | 3 | 31 | 15 | 0
PGen | 3 | 31 | 16 | 0
PGen | 3 | 31 | 17 | 0
PGen | 3 | 31 | 18 | 0
PGen | 3 | 31 | 19 | 0
PGen | 3 | 31 | 20 | 0
PGen | 3 | 31 | 21 | 0
PGen | 3 | 31 | 22 | 0
PGen | 3 | 31 | 23 | 0
PGen | 3 | 31 | 24 | 0
PGen | 3 | 32 | 1 | 0
PGen | 3 | 32 | 2 | 0
PGen | 3 | 32 | 3 | 0
PGen | 3 | 32 | 4 | 0
PGen | 3 | 32 | 5 | 0
PGen | 3 | 32 | 6 | 0
PGen | 3 | 32 | 7 | 0
PGen | 3 | 32 | 8 | 0
PGen | 3 | 32 | 9 | 0
PGen | 3 | 32 | 10 | 0
PGen | 3 | 32 | 11 | 0
PGen | 3 | 32 | 12 | 0
PGen | 3 | 32 | 13 | 0
PGen | 3 | 32 | 14 | 0
PGen | 3 | 32 | 15 | 0
PGen | 3 | 32 | 16 | 0
PGen | 3 | 32 | 17 | 0
PGen | 3 | 32 | 18 | 0
PGen | 3 | 32 | 19 | 0
PGen | 3 | 32 | 20 | 0
PGen | 3 | 32 | 21 | 0
PGen | 3 | 32 | 22 | 0
PGen | 3 | 32 | 23 | 0
PGen | 3 | 32 | 24 | 0
PGen | 3 | 33 | 1 | 0
PGen | 3 | 33 | 2 | 0
PGen | 3 | 33 | 3 | 0
PGen | 3 | 33 | 4 | 0
PGen | 3 | 33 | 5 | 0
PGen | 3 | 33 | 6 | 0
PGen | 3 | 33 | 7 | 0
PGen | 3 | 33 | 8 | 0
PGen | 3 | 33 | 9 | 0
PGen | 3 | 33 | 10 | 0
PGen | 3 | 33 | 11 | 0
PGen | 3 | 33 | 12 | 0
PGen | 3 | 33 | 13 | 0
PGen | 3 | 33 | 14 | 0
PGen | 3 | 33 | 15 | 0
PGen | 3 | 33 | 16 | 0
PGen | 3 | 33 | 17 | 0
PGen | 3 | 33 | 18 | 0
PGen | 3 | 33 | 19 | 0
PGen | 3 | 33 | 20 | 0
PGen | 3 | 33 | 21 | 0
PGen | 3 | 33 | 22 | 0
PGen | 3 | 33 | 23 | 0
PGen | 3 | 33 | 24 | 0
PGen | 4 | 1 | 1 | 0
PGen | 4 | 1 | 2 | 0
PGen | 4 | 1 | 3 | 0
PGen | 4 | 1 | 4 | 0
PGen | 4 | 1 | 5 | 0
PGen | 4 | 1 | 6 | 0
PGen | 4 | 1 | 7 | 0
PGen | 4 | 1 | 8 | 0
PGen | 4 | 1 | 9 | 0
PGen | 4 | 1 | 10 | 0
PGen | 4 | 1 | 11 | 0
PGen | 4 | 1 | 12 | 0
PGen | 4 | 1 | 13 | 0
PGen | 4 | 1 | 14 | 0
PGen | 4 | 1 | 15 | 0
PGen | 4 | 1 | 16 | 0
PGen | 4 | 1 | 17 | 0
PGen | 4 | 1 | 18 | 0
PGen | 4 | 1 | 19 | 0
PGen | 4 | 1 | 20 | 0
PGen | 4 | 1 | 21 | 0
PGen | 4 | 1 | 22 | 0
PGen | 4 | 1 | 23 | 0
PGen | 4 | 1 | 24 | 0
PGen | 4 | 2 | 1 | 0
PGen | 4 | 2 | 2 | 0
PGen | 4 | 2 | 3 | 0
PGen | 4 | 2 | 4 | 0
PGen | 4 | 2 | 5 | 0
PGen | 4 | 2 | 6 | 0
PGen | 4 | 2 | 7 | 0
PGen | 4 | 2 | 8 | 0
PGen | 4 | 2 | 9 | 0
PGen | 4 | 2 | 10 | 0
PGen | 4 | 2 | 11 | 0
PGen | 4 | 2 | 12 | 0
PGen | 4 | 2 | 13 | 0
PGen | 4 | 2 | 14 | 0
PGen | 4 | 2 | 15 | 0
PGen | 4 | 2 | 16 | 0
PGen | 4 | 2 | 17 | 0
PGen | 4 | 2 | 18 | 0
PGen | 4 | 2 | 19 | 0
PGen | 4 | 2 | 20 | 0
PGen | 4 | 2 | 21 | 0
PGen | 4 | 2 | 22 | 0
PGen | 4 | 2 | 23 | 0
PGen | 4 | 2 | 24 | 0
PGen | 4 | 3 | 1 | 0
PGen | 4 | 3 | 2 | 0
PGen | 4 | 3 | 3 | 0
PGen | 4 | 3 | 4 | 0
PGen | 4 | 3 | 5 | 0
PGen | 4 | 3 | 6 | 0
PGen | 4 | 3 | 7 | 0
PGen | 4 | 3 | 8 | 0
PGen | 4 | 3 | 9 | 0
PGen | 4 | 3 | 10 | 0
PGen | 4 | 3 | 11 | 0
PGen | 4 | 3 | 12 | 0
PGen | 4 | 3 | 13 | 0
PGen | 4 | 3 | 14 | 0
PGen | 4 | 3 | 15 | 0
PGen | 4 | 3 | 16 | 0
PGen | 4 | 3 | 17 | 0
PGen | 4 | 3 | 18 | 0
PGen | 4 | 3 | 19 | 0
PGen | 4 | 3 | 20 | 0
PGen | 4 | 3 | 21 | 0
PGen | 4 | 3 | 22 | 0
PGen | 4 | 3 | 23 | 0
PGen | 4 | 3 | 24 | 0
PGen | 4 | 4 | 1 | 0
PGen | 4 | 4 | 2 | 0
PGen | 4 | 4 | 3 | 0
PGen | 4 | 4 | 4 | 0
PGen | 4 | 4 | 5 | 0
PGen | 4 | 4 | 6 | 0
PGen | 4 | 4 | 7 | 0
PGen | 4 | 4 | 8 | 0
PGen | 4 | 4 | 9 | 0
PGen | 4 | 4 | 10 | 0
PGen | 4 | 4 | 11 | 0
PGen | 4 | 4 | 12 | 0
PGen | 4 | 4 | 13 | 0
PGen | 4 | 4 | 14 | 0
PGen | 4 | 4 | 15 | 0
PGen | 4 | 4 | 16 | 0
PGen | 4 | 4 | 17 | 0
PGen | 4 | 4 | 18 | 0
PGen | 4 | 4 | 19 | 0
PGen | 4 | 4 | 20 | 0
PGen | 4 | 4 | 21 | 0
PGen | 4 | 4 | 22 | 0
PGen | 4 | 4 | 23 | 0
PGen | 4 | 4 | 24 | 0
PGen | 4 | 5 | 1 | 0
PGen | 4 | 5 | 2 | 0
PGen | 4 | 5 | 3 | 0
PGen | 4 | 5 | 4 | 0
PGen | 4 | 5 | 5 | 0
PGen | 4 | 5 | 6 | 0
PGen | 4 | 5 | 7 | 0
PGen | 4 | 5 | 8 | 0
PGen | 4 | 5 | 9 | 0
PGen | 4 | 5 | 10 | 0
PGen | 4 | 5 | 11 | 0
PGen | 4 | 5 | 12 | 0
PGen | 4 | 5 | 13 | 0
PGen | 4 | 5 | 14 | 0
PGen | 4 | 5 | 15 | 0
PGen | 4 | 5 | 16 | 0
PGen | 4 | 5 | 17 | 0
PGen | 4 | 5 | 18 | 0
PGen | 4 | 5 | 19 | 0
PGen | 4 | 5 | 20 | 0
PGen | 4 | 5 | 21 | 0
PGen | 4 | 5 | 22 | 0
PGen | 4 | 5 | 23 | 0
PGen | 4 | 5 | 24 | 0
PGen | 4 | 6 | 1 | 0
PGen | 4 | 6 | 2 | 0
PGen | 4 | 6 | 3 | 0
PGen | 4 | 6 | 4 | 0
PGen | 4 | 6 | 5 | 0
PGen | 4 | 6 | 6 | 0
PGen | 4 | 6 | 7 | 0
PGen | 4 | 6 | 8 | 0
PGen | 4 | 6 | 9 | 0
PGen | 4 | 6 | 10 | 0
PGen | 4 | 6 | 11 | 0
PGen | 4 | 6 | 12 | 0
PGen | 4 | 6 | 13 | 0
PGen | 4 | 6 | 14 | 0
PGen | 4 | 6 | 15 | 0
PGen | 4 | 6 | 16 | 0
PGen | 4 | 6 | 17 | 0
PGen | 4 | 6 | 18 | 0
PGen | 4 | 6 | 19 | 0
PGen | 4 | 6 | 20 | 0
PGen | 4 | 6 | 21 | 0
PGen | 4 | 6 | 22 | 0
PGen | 4 | 6 | 23 | 0
PGen | 4 | 6 | 24 | 0
PGen | 4 | 7 | 1 | 0
PGen | 4 | 7 | 2 | 0
PGen | 4 | 7 | 3 | 0
PGen | 4 | 7 | 4 | 0
PGen | 4 | 7 | 5 | 0
PGen | 4 | 7 | 6 | 0
PGen | 4 | 7 | 7 | 0
PGen | 4 | 7 | 8 | 0
PGen | 4 | 7 | 9 | 0
PGen | 4 | 7 | 10 | 0
PGen | 4 | 7 | 11 | 0
PGen | 4 | 7 | 12 | 0
PGen | 4 | 7 | 13 | 0
PGen | 4 | 7 | 14 | 0
PGen | 4 | 7 | 15 | 0
PGen | 4 | 7 | 16 | 0
PGen | 4 | 7 | 17 | 0
PGen | 4 | 7 | 18 | 0
PGen | 4 | 7 | 19 | 0
PGen | 4 | 7 | 20 | 0
PGen | 4 | 7 | 21 | 0
PGen | 4 | 7 | 22 | 0
PGen | 4 | 7 | 23 | 0
PGen | 4 | 7 | 24 | 0
PGen | 4 | 8 | 1 | 0
PGen | 4 | 8 | 2 | 0
PGen | 4 | 8 | 3 | 0
PGen | 4 | 8 | 4 | 0
PGen | 4 | 8 | 5 | 0
PGen | 4 | 8 | 6 | 0
PGen | 4 | 8 | 7 | 0
PGen | 4 | 8 | 8 | 0
PGen | 4 | 8 | 9 | 0
PGen | 4 | 8 | 10 | 0
PGen | 4 | 8 | 11 | 0
PGen | 4 | 8 | 12 | 0
PGen | 4 | 8 | 13 | 0
PGen | 4 | 8 | 14 | 0
PGen | 4 | 8 | 15 | 0
PGen | 4 | 8 | 16 | 0
PGen | 4 | 8 | 17 | 0
PGen | 4 | 8 | 18 | 0
PGen | 4 | 8 | 19 | 0
PGen | 4 | 8 | 20 | 0
PGen | 4 | 8 | 21 | 0
PGen | 4 | 8 | 22 | 0
PGen | 4 | 8 | 23 | 0
PGen | 4 | 8 | 24 | 0
PGen | 4 | 9 | 1 | 0
PGen | 4 | 9 | 2 | 0
PGen | 4 | 9 | 3 | 0
PGen | 4 | 9 | 4 | 0
PGen | 4 | 9 | 5 | 0
PGen | 4 | 9 | 6 | 0
PGen | 4 | 9 | 7 | 0
PGen | 4 | 9 | 8 | 0
PGen | 4 | 9 | 9 | 0
PGen | 4 | 9 | 10 | 0
PGen | 4 | 9 | 11 | 0
PGen | 4 | 9 | 12 | 0
PGen | 4 | 9 | 13 | 0
PGen | 4 | 9 | 14 | 0
PGen | 4 | 9 | 15 | 0
PGen | 4 | 9 | 16 | 0
PGen | 4 | 9 | 17 | 0
PGen | 4 | 9 | 18 | 0
PGen | 4 | 9 | 19 | 0
PGen | 4 | 9 | 20 | 0
PGen | 4 | 9 | 21 | 0
PGen | 4 | 9 | 22 | 0
PGen | 4 | 9 | 23 | 0
PGen | 4 | 9 | 24 | 0
PGen | 4 | 10 | 1 | 0
PGen | 4 | 10 | 2 | 0
PGen | 4 | 10 | 3 | 0
PGen | 4 | 10 | 4 | 0
PGen | 4 | 10 | 5 | 0
PGen | 4 | 10 | 6 | 0
PGen | 4 | 10 | 7 | 0
PGen | 4 | 10 | 8 | 0
PGen | 4 | 10 | 9 | 0
PGen | 4 | 10 | 10 | 0
PGen | 4 | 10 | 11 | 0
PGen | 4 | 10 | 12 | 0
PGen | 4 | 10 | 13 | 0
PGen | 4 | 10 | 14 | 0
PGen | 4 | 10 | 15 | 0
PGen | 4 | 10 | 16 | 0
PGen | 4 | 10 | 17 | 0
PGen | 4 | 10 | 18 | 0
PGen | 4 | 10 | 19 | 0
PGen | 4 | 10 | 20 | 0
PGen | 4 | 10 | 21 | 0
PGen | 4 | 10 | 22 | 0
PGen | 4 | 10 | 23 | 0
PGen | 4 | 10 | 24 | 0
PGen | 4 | 11 | 1 | 0
PGen | 4 | 11 | 2 | 0
PGen | 4 | 11 | 3 | 0
PGen | 4 | 11 | 4 | 0
PGen | 4 | 11 | 5 | 0
PGen | 4 | 11 | 6 | 0
PGen | 4 | 11 | 7 | 0
PGen | 4 | 11 | 8 | 0
PGen | 4 | 11 | 9 | 0
PGen | 4 | 11 | 10 | 0
PGen | 4 | 11 | 11 | 0
PGen | 4 | 11 | 12 | 0
PGen | 4 | 11 | 13 | 0
PGen | 4 | 11 | 14 | 0
PGen | 4 | 11 | 15 | 0
PGen | 4 | 11 | 16 | 0
PGen | 4 | 11 | 17 | 0
PGen | 4 | 11 | 18 | 0
PGen | 4 | 11 | 19 | 0
PGen | 4 | 11 | 20 | 0
PGen | 4 | 11 | 21 | 0
PGen | 4 | 11 | 22 | 0
PGen | 4 | 11 | 23 | 0
PGen | 4 | 11 | 24 | 0
PGen | 4 | 12 | 1 | 0
PGen | 4 | 12 | 2 | 0
PGen | 4 | 12 | 3 | 0
PGen | 4 | 12 | 4 | 0
PGen | 4 | 12 | 5 | 0
PGen | 4 | 12 | 6 | 0
PGen | 4 | 12 | 7 | 0
PGen | 4 | 12 | 8 | 0
PGen | 4 | 12 | 9 | 0
PGen | 4 | 12 | 10 | 0
PGen | 4 | 12 | 11 | 0
PGen | 4 | 12 | 12 | 0
PGen | 4 | 12 | 13 | 0
PGen | 4 | 12 | 14 | 0
PGen | 4 | 12 | 15 | 0
PGen | 4 | 12 | 16 | 0
PGen | 4 | 12 | 17 | 0
PGen | 4 | 12 | 18 | 0
PGen | 4 | 12 | 19 | 0
PGen | 4 | 12 | 20 | 0
PGen | 4 | 12 | 21 | 0
PGen | 4 | 12 | 22 | 0
PGen | 4 | 12 | 23 | 0
PGen | 4 | 12 | 24 | 0
PGen | 4 | 13 | 1 | 0
PGen | 4 | 13 | 2 | 0
PGen | 4 | 13 | 3 | 0
PGen | 4 | 13 | 4 | 0
PGen | 4 | 13 | 5 | 0
PGen | 4 | 13 | 6 | 0
PGen | 4 | 13 | 7 | 0
PGen | 4 | 13 | 8 | 0
PGen | 4 | 13 | 9 | 0
PGen | 4 | 13 | 10 | 0
PGen | 4 | 13 | 11 | 0
PGen | 4 | 13 | 12 | 0
PGen | 4 | 13 | 13 | 0
PGen | 4 | 13 | 14 | 0
PGen | 4 | 13 | 15 | 0
PGen | 4 | 13 | 16 | 0
PGen | 4 | 13 | 17 | 0
PGen | 4 | 13 | 18 | 0
PGen | 4 | 13 | 19 | 0
PGen | 4 | 13 | 20 | 0
PGen | 4 | 13 | 21 | 0
PGen | 4 | 13 | 22 | 0
PGen | 4 | 13 | 23 | 0
PGen | 4 | 13 | 24 | 0
PGen | 4 | 14 | 1 | 0
PGen | 4 | 14 | 2 | 0
PGen | 4 | 14 | 3 | 0
PGen | 4 | 14 | 4 | 0
PGen | 4 | 14 | 5 | 0
PGen | 4 | 14 | 6 | 0
PGen | 4 | 14 | 7 | 0
PGen | 4 | 14 | 8 | 0
PGen | 4 | 14 | 9 | 0
PGen | 4 | 14 | 10 | 0
PGen | 4 | 14 | 11 | 0
PGen | 4 | 14 | 12 | 0
PGen | 4 | 14 | 13 | 0
PGen | 4 | 14 | 14 | 0
PGen | 4 | 14 | 15 | 0
PGen | 4 | 14 | 16 | 0
PGen | 4 | 14 | 17 | 0
PGen | 4 | 14 | 18 | 0
PGen | 4 | 14 | 19 | 0
PGen | 4 | 14 | 20 | 0
PGen | 4 | 14 | 21 | 0
PGen | 4 | 14 | 22 | 0
PGen | 4 | 14 | 23 | 0
PGen | 4 | 14 | 24 | 0
PGen | 4 | 15 | 1 | 0
PGen | 4 | 15 | 2 | 0
PGen | 4 | 15 | 3 | 0
PGen | 4 | 15 | 4 | 0
PGen | 4 | 15 | 5 | 0
PGen | 4 | 15 | 6 | 0
PGen | 4 | 15 | 7 | 0
PGen | 4 | 15 | 8 | 0
PGen | 4 | 15 | 9 | 0
PGen | 4 | 15 | 10 | 0
PGen | 4 | 15 | 11 | 0
PGen | 4 | 15 | 12 | 0
PGen | 4 | 15 | 13 | 0
PGen | 4 | 15 | 14 | 0
PGen | 4 | 15 | 15 | 0
PGen | 4 | 15 | 16 | 0
PGen | 4 | 15 | 17 | 0
PGen | 4 | 15 | 18 | 0
PGen | 4 | 15 | 19 | 0
PGen | 4 | 15 | 20 | 0
PGen | 4 | 15 | 21 | 0
PGen | 4 | 15 | 22 | 0
PGen | 4 | 15 | 23 | 0
PGen | 4 | 15 | 24 | 0
PGen | 4 | 16 | 1 | 0
PGen | 4 | 16 | 2 | 0
PGen | 4 | 16 | 3 | 0
PGen | 4 | 16 | 4 | 0
PGen | 4 | 16 | 5 | 0
PGen | 4 | 16 | 6 | 0
PGen | 4 | 16 | 7 | 0
PGen | 4 | 16 | 8 | 0
PGen | 4 | 16 | 9 | 0
PGen | 4 | 16 | 10 | 0
PGen | 4 | 16 | 11 | 0
PGen | 4 | 16 | 12 | 0
PGen | 4 | 16 | 13 | 0
PGen | 4 | 16 | 14 | 0
PGen | 4 | 16 | 15 | 0
PGen | 4 | 16 | 16 | 0
PGen | 4 | 16 | 17 | 0
PGen | 4 | 16 | 18 | 0
PGen | 4 | 16 | 19 | 0
PGen | 4 | 16 | 20 | 0
PGen | 4 | 16 | 21 | 0
PGen | 4 | 16 | 22 | 0
PGen | 4 | 16 | 23 | 0
PGen | 4 | 16 | 24 | 0
PGen | 4 | 17 | 1 | 0
PGen | 4 | 17 | 2 | 0
PGen | 4 | 17 | 3 | 0
PGen | 4 | 17 | 4 | 0
PGen | 4 | 17 | 5 | 0
PGen | 4 | 17 | 6 | 0
PGen | 4 | 17 | 7 | 0
PGen | 4 | 17 | 8 | 0
PGen | 4 | 17 | 9 | 0
PGen | 4 | 17 | 10 | 0
PGen | 4 | 17 | 11 | 0
PGen | 4 | 17 | 12 | 0
PGen | 4 | 17 | 13 | 0
PGen | 4 | 17 | 14 | 0
PGen | 4 | 17 | 15 | 0
PGen | 4 | 17 | 16 | 0
PGen | 4 | 17 | 17 | 0
PGen | 4 | 17 | 18 | 0
PGen | 4 | 17 | 19 | 0
PGen | 4 | 17 | 20 | 0
PGen | 4 | 17 | 21 | 0
PGen | 4 | 17 | 22 | 0
PGen | 4 | 17 | 23 | 0
PGen | 4 | 17 | 24 | 0
PGen | 4 | 18 | 1 | 0
PGen | 4 | 18 | 2 | 0
PGen | 4 | 18 | 3 | 0
PGen | 4 | 18 | 4 | 0
PGen | 4 | 18 | 5 | 0
PGen | 4 | 18 | 6 | 0
PGen | 4 | 18 | 7 | 0
PGen | 4 | 18 | 8 | 0
PGen | 4 | 18 | 9 | 0
PGen | 4 | 18 | 10 | 0
PGen | 4 | 18 | 11 | 0
PGen | 4 | 18 | 12 | 0
PGen | 4 | 18 | 13 | 0
PGen | 4 | 18 | 14 | 0
PGen | 4 | 18 | 15 | 0
PGen | 4 | 18 | 16 | 0
PGen | 4 | 18 | 17 | 0
PGen | 4 | 18 | 18 | 0
PGen | 4 | 18 | 19 | 0
PGen | 4 | 18 | 20 | 0
PGen | 4 | 18 | 21 | 0
PGen | 4 | 18 | 22 | 0
PGen | 4 | 18 | 23 | 0
PGen | 4 | 18 | 24 | 0
PGen | 4 | 19 | 1 | 0
PGen | 4 | 19 | 2 | 0
PGen | 4 | 19 | 3 | 0
PGen | 4 | 19 | 4 | 0
PGen | 4 | 19 | 5 | 0
PGen | 4 | 19 | 6 | 0
PGen | 4 | 19 | 7 | 0
PGen | 4 | 19 | 8 | 0
PGen | 4 | 19 | 9 | 0
PGen | 4 | 19 | 10 | 0
PGen | 4 | 19 | 11 | 0
PGen | 4 | 19 | 12 | 0
PGen | 4 | 19 | 13 | 0
PGen | 4 | 19 | 14 | 0
PGen | 4 | 19 | 15 | 0
PGen | 4 | 19 | 16 | 0
PGen | 4 | 19 | 17 | 0
PGen | 4 | 19 | 18 | 0
PGen | 4 | 19 | 19 | 0
PGen | 4 | 19 | 20 | 0
PGen | 4 | 19 | 21 | 0
PGen | 4 | 19 | 22 | 0
PGen | 4 | 19 | 23 | 0
PGen | 4 | 19 | 24 | 0
PGen | 4 | 20 | 1 | 0
PGen | 4 | 20 | 2 | 0
PGen | 4 | 20 | 3 | 0
PGen | 4 | 20 | 4 | 0
PGen | 4 | 20 | 5 | 0
PGen | 4 | 20 | 6 | 0
PGen | 4 | 20 | 7 | 0
PGen | 4 | 20 | 8 | 0
PGen | 4 | 20 | 9 | 0
PGen | 4 | 20 | 10 | 0
PGen | 4 | 20 | 11 | 0
PGen | 4 | 20 | 12 | 0
PGen | 4 | 20 | 13 | 0
PGen | 4 | 20 | 14 | 0
PGen | 4 | 20 | 15 | 0
PGen | 4 | 20 | 16 | 0
PGen | 4 | 20 | 17 | 0
PGen | 4 | 20 | 18 | 0
PGen | 4 | 20 | 19 | 0
PGen | 4 | 20 | 20 | 0
PGen | 4 | 20 | 21 | 0
PGen | 4 | 20 | 22 | 0
PGen | 4 | 20 | 23 | 0
PGen | 4 | 20 | 24 | 0
PGen | 4 | 21 | 1 | 0
PGen | 4 | 21 | 2 | 0
PGen | 4 | 21 | 3 | 0
PGen | 4 | 21 | 4 | 0
PGen | 4 | 21 | 5 | 0
PGen | 4 | 21 | 6 | 0
PGen | 4 | 21 | 7 | 0
PGen | 4 | 21 | 8 | 0
PGen | 4 | 21 | 9 | 0
PGen | 4 | 21 | 10 | 0
PGen | 4 | 21 | 11 | 0
PGen | 4 | 21 | 12 | 0
PGen | 4 | 21 | 13 | 0
PGen | 4 | 21 | 14 | 0
PGen | 4 | 21 | 15 | 0
PGen | 4 | 21 | 16 | 0
PGen | 4 | 21 | 17 | 0
PGen | 4 | 21 | 18 | 0
PGen | 4 | 21 | 19 | 0
PGen | 4 | 21 | 20 | 0
PGen | 4 | 21 | 21 | 0
PGen | 4 | 21 | 22 | 0
PGen | 4 | 21 | 23 | 0
PGen | 4 | 21 | 24 | 0
PGen | 4 | 22 | 1 | 0
PGen | 4 | 22 | 2 | 0
PGen | 4 | 22 | 3 | 0
PGen | 4 | 22 | 4 | 0
PGen | 4 | 22 | 5 | 0
PGen | 4 | 22 | 6 | 0
PGen | 4 | 22 | 7 | 0
PGen | 4 | 22 | 8 | 0
PGen | 4 | 22 | 9 | 0
PGen | 4 | 22 | 10 | 0
PGen | 4 | 22 | 11 | 0
PGen | 4 | 22 | 12 | 0
PGen | 4 | 22 | 13 | 0
PGen | 4 | 22 | 14 | 0
PGen | 4 | 22 | 15 | 0
PGen | 4 | 22 | 16 | 0
PGen | 4 | 22 | 17 | 0
PGen | 4 | 22 | 18 | 0
PGen | 4 | 22 | 19 | 0
PGen | 4 | 22 | 20 | 0
PGen | 4 | 22 | 21 | 0
PGen | 4 | 22 | 22 | 0
PGen | 4 | 22 | 23 | 0
PGen | 4 | 22 | 24 | 0
PGen | 4 | 23 | 1 | 0
PGen | 4 | 23 | 2 | 0
PGen | 4 | 23 | 3 | 0
PGen | 4 | 23 | 4 | 0
PGen | 4 | 23 | 5 | 0
PGen | 4 | 23 | 6 | 0
PGen | 4 | 23 | 7 | 0.0042158
PGen | 4 | 23 | 8 | 0.020604
PGen | 4 | 23 | 9 | 0.040071
PGen | 4 | 23 | 10 | 0.057207
PGen | 4 | 23 | 11 | 0.060661
PGen | 4 | 23 | 12 | 0.065149
PGen | 4 | 23 | 13 | 0.070148
PGen | 4 | 23 | 14 | 0.066758
PGen | 4 | 23 | 15 | 0.0743
PGen | 4 | 23 | 16 | 0.065358
PGen | 4 | 23 | 17 | 0.052899
PGen | 4 | 23 | 18 | 0.035873
PGen | 4 | 23 | 19 | 0.017083
PGen | 4 | 23 | 20 | 0.0094234
PGen | 4 | 23 | 21 | 0.006979
PGen | 4 | 23 | 22 | 0.0033372
PGen | 4 | 23 | 23 | 0.0015269
PGen | 4 | 23 | 24 | 0
PGen | 4 | 24 | 1 | 0
PGen | 4 | 24 | 2 | 0
PGen | 4 | 24 | 3 | 0
PGen | 4 | 24 | 4 | 0
PGen | 4 | 24 | 5 | 0
PGen | 4 | 24 | 6 | 0
PGen | 4 | 24 | 7 | 0
PGen | 4 | 24 | 8 | 0
PGen | 4 | 24 | 9 | 0
PGen | 4 | 24 | 10 | 0
PGen | 4 | 24 | 11 | 0
PGen | 4 | 24 | 12 | 0
PGen | 4 | 24 | 13 | 0
PGen | 4 | 24 | 14 | 0
PGen | 4 | 24 | 15 | 0
PGen | 4 | 24 | 16 | 0
PGen | 4 | 24 | 17 | 0
PGen | 4 | 24 | 18 | 0
PGen | 4 | 24 | 19 | 0
PGen | 4 | 24 | 20 | 0
PGen | 4 | 24 | 21 | 0
PGen | 4 | 24 | 22 | 0
PGen | 4 | 24 | 23 | 0
PGen | 4 | 24 | 24 | 0
PGen | 4 | 25 | 1 | 0
PGen | 4 | 25 | 2 | 0
PGen | 4 | 25 | 3 | 0
PGen | 4 | 25 | 4 | 0
PGen | 4 | 25 | 5 | 0
PGen | 4 | 25 | 6 | 0
PGen | 4 | 25 | 7 | 0
PGen | 4 | 25 | 8 | 0
PGen | 4 | 25 | 9 | 0
PGen | 4 | 25 | 10 | 0
PGen | 4 | 25 | 11 | 0
PGen | 4 | 25 | 12 | 0
PGen | 4 | 25 | 13 | 0
PGen | 4 | 25 | 14 | 0
PGen | 4 | 25 | 15 | 0
PGen | 4 | 25 | 16 | 0
PGen | 4 | 25 | 17 | 0
PGen | 4 | 25 | 18 | 0
PGen | 4 | 25 | 19 | 0
PGen | 4 | 25 | 20 | 0
PGen | 4 | 25 | 21 | 0
PGen | 4 | 25 | 22 | 0
PGen | 4 | 25 | 23 | 0
PGen | 4 | 25 | 24 | 0
PGen | 4 | 26 | 1 | 0
PGen | 4 | 26 | 2 | 0
PGen | 4 | 26 | 3 | 0
PGen | 4 | 26 | 4 | 0
PGen | 4 | 26 | 5 | 0
PGen | 4 | 26 | 6 | 0
PGen | 4 | 26 | 7 | 0
PGen | 4 | 26 | 8 | 0
PGen | 4 | 26 | 9 | 0
PGen | 4 | 26 | 10 | 0
PGen | 4 | 26 | 11 | 0
PGen | 4 | 26 | 12 | 0
PGen | 4 | 26 | 13 | 0
PGen | 4 | 26 | 14 | 0
PGen | 4 | 26 | 15 | 0
PGen | 4 | 26 | 16 | 0
PGen | 4 | 26 | 17 | 0
PGen | 4 | 26 | 18 | 0
PGen | 4 | 26 | 19 | 0
PGen | 4 | 26 | 20 | 0
PGen | 4 | 26 | 21 | 0
PGen | 4 | 26 | 22 | 0
PGen | 4 | 26 | 23 | 0
PGen | 4 | 26 | 24 | 0
PGen | 4 | 27 | 1 | 0
PGen | 4 | 27 | 2 | 0
PGen | 4 | 27 | 3 | 0
PGen | 4 | 27 | 4 | 0
PGen | 4 | 27 | 5 | 0
PGen | 4 | 27 | 6 | 0
PGen | 4 | 27 | 7 | 0
PGen | 4 | 27 | 8 | 0
PGen | 4 | 27 | 9 | 0
PGen | 4 | 27 | 10 | 0
PGen | 4 | 27 | 11 | 0
PGen | 4 | 27 | 12 | 0
PGen | 4 | 27 | 13 | 0
PGen | 4 | 27 | 14 | 0
PGen | 4 | 27 | 15 | 0
PGen | 4 | 27 | 16 | 0
PGen | 4 | 27 | 17 | 0
PGen | 4 | 27 | 18 | 0
PGen | 4 | 27 | 19 | 0
PGen | 4 | 27 | 20 | 0
PGen | 4 | 27 | 21 | 0
PGen | 4 | 27 | 22 | 0
PGen | 4 | 27 | 23 | 0
PGen | 4 | 27 | 24 | 0
PGen | 4 | 28 | 1 | 0
PGen | 4 | 28 | 2 | 0
PGen | 4 | 28 | 3 | 0
PGen | 4 | 28 | 4 | 0
PGen | 4 | 28 | 5 | 0
PGen | 4 | 28 | 6 | 0
PGen | 4 | 28 | 7 | 0
PGen | 4 | 28 | 8 | 0
PGen | 4 | 28 | 9 | 0
PGen | 4 | 28 | 10 | 0
PGen | 4 | 28 | 11 | 0
PGen | 4 | 28 | 12 | 0
PGen | 4 | 28 | 13 | 0
PGen | 4 | 28 | 14 | 0
PGen | 4 | 28 | 15 | 0
PGen | 4 | 28 | 16 | 0
PGen | 4 | 28 | 17 | 0
PGen | 4 | 28 | 18 | 0
PGen | 4 | 28 | 19 | 0
PGen | 4 | 28 | 20 | 0
PGen | 4 | 28 | 21 | 0
PGen | 4 | 28 | 22 | 0
PGen | 4 | 28 | 23 | 0
PGen | 4 | 28 | 24 | 0
PGen | 4 | 29 | 1 | 0
PGen | 4 | 29 | 2 | 0
PGen | 4 | 29 | 3 | 0
PGen | 4 | 29 | 4 | 0
PGen | 4 | 29 | 5 | 0
PGen | 4 | 29 | 6 | 0
PGen | 4 | 29 | 7 | 0
PGen | 4 | 29 | 8 | 0
PGen | 4 | 29 | 9 | 0
PGen | 4 | 29 | 10 | 0
PGen | 4 | 29 | 11 | 0
PGen | 4 | 29 | 12 | 0
PGen | 4 | 29 | 13 | 0
PGen | 4 | 29 | 14 | 0
PGen | 4 | 29 | 15 | 0
PGen | 4 | 29 | 16 | 0
PGen | 4 | 29 | 17 | 0
PGen | 4 | 29 | 18 | 0
PGen | 4 | 29 | 19 | 0
PGen | 4 | 29 | 20 | 0
PGen | 4 | 29 | 21 | 0
PGen | 4 | 29 | 22 | 0
PGen | 4 | 29 | 23 | 0
PGen | 4 | 29 | 24 | 0
PGen | 4 | 30 | 1 | 0
PGen | 4 | 30 | 2 | 0
PGen | 4 | 30 | 3 | 0
PGen | 4 | 30 | 4 | 0
PGen | 4 | 30 | 5 | 0
PGen | 4 | 30 | 6 | 0
PGen | 4 | 30 | 7 | 0
PGen | 4 | 30 | 8 | 0
PGen | 4 | 30 | 9 | 0
PGen | 4 | 30 | 10 | 0
PGen | 4 | 30 | 11 | 0
PGen | 4 | 30 | 12 | 0
PGen | 4 | 30 | 13 | 0
PGen | 4 | 30 | 14 | 0
PGen | 4 | 30 | 15 | 0
PGen | 4 | 30 | 16 | 0
PGen | 4 | 30 | 17 | 0
PGen | 4 | 30 | 18 | 0
PGen | 4 | 30 | 19 | 0
PGen | 4 | 30 | 20 | 0
PGen | 4 | 30 | 21 | 0
PGen | 4 | 30 | 22 | 0
PGen | 4 | 30 | 23 | 0
PGen | 4 | 30 | 24 | 0
PGen | 4 | 31 | 1 | 0
PGen | 4 | 31 | 2 | 0
PGen | 4 | 31 | 3 | 0
PGen | 4 | 31 | 4 | 0
PGen | 4 | 31 | 5 | 0
PGen | 4 | 31 | 6 | 0
PGen | 4 | 31 | 7 | 0
PGen | 4 | 31 | 8 | 0
PGen | 4 | 31 | 9 | 0
PGen | 4 | 31 | 10 | 0
PGen | 4 | 31 | 11 | 0
PGen | 4 | 31 | 12 | 0
PGen | 4 | 31 | 13 | 0
PGen | 4 | 31 | 14 | 0
PGen | 4 | 31 | 15 | 0
PGen | 4 | 31 | 16 | 0
PGen | 4 | 31 | 17 | 0
PGen | 4 | 31 | 18 | 0
PGen | 4 | 31 | 19 | 0
PGen | 4 | 31 | 20 | 0
PGen | 4 | 31 | 21 | 0
PGen | 4 | 31 | 22 | 0
PGen | 4 | 31 | 23 | 0
PGen | 4 | 31 | 24 | 0
PGen | 4 | 32 | 1 | 0
PGen | 4 | 32 | 2 | 0
PGen | 4 | 32 | 3 | 0
PGen | 4 | 32 | 4 | 0
PGen | 4 | 32 | 5 | 0
PGen | 4 | 32 | 6 | 0
PGen | 4 | 32 | 7 | 0
PGen | 4 | 32 | 8 | 0
PGen | 4 | 32 | 9 | 0
PGen | 4 | 32 | 10 | 0
PGen | 4 | 32 | 11 | 0
PGen | 4 | 32 | 12 | 0
PGen | 4 | 32 | 13 | 0
PGen | 4 | 32 | 14 | 0
PGen | 4 | 32 | 15 | 0
PGen | 4 | 32 | 16 | 0
PGen | 4 | 32 | 17 | 0
PGen | 4 | 32 | 18 | 0
PGen | 4 | 32 | 19 | 0
PGen | 4 | 32 | 20 | 0
PGen | 4 | 32 | 21 | 0
PGen | 4 | 32 | 22 | 0
PGen | 4 | 32 | 23 | 0
PGen | 4 | 32 | 24 | 0
PGen | 4 | 33 | 1 | 0
PGen | 4 | 33 | 2 | 0
PGen | 4 | 33 | 3 | 0
PGen | 4 | 33 | 4 | 0
PGen | 4 | 33 | 5 | 0
PGen | 4 | 33 | 6 | 0
PGen | 4 | 33 | 7 | 0
PGen | 4 | 33 | 8 | 0
PGen | 4 | 33 | 9 | 0
PGen | 4 | 33 | 10 | 0
PGen | 4 | 33 | 11 | 0
PGen | 4 | 33 | 12 | 0
PGen | 4 | 33 | 13 | 0
PGen | 4 | 33 | 14 | 0
PGen | 4 | 33 | 15 | 0
PGen | 4 | 33 | 16 | 0
PGen | 4 | 33 | 17 | 0
PGen | 4 | 33 | 18 | 0
PGen | 4 | 33 | 19 | 0
PGen | 4 | 33 | 20 | 0
PGen | 4 | 33 | 21 | 0
PGen | 4 | 33 | 22 | 0
PGen | 4 | 33 | 23 | 0
PGen | 4 | 33 | 24 | 0
PGen | 5 | 1 | 1 | 0
PGen | 5 | 1 | 2 | 0
PGen | 5 | 1 | 3 | 0
PGen | 5 | 1 | 4 | 0
PGen | 5 | 1 | 5 | 0
PGen | 5 | 1 | 6 | 0
PGen | 5 | 1 | 7 | 0
PGen | 5 | 1 | 8 | 0
PGen | 5 | 1 | 9 | 0
PGen | 5 | 1 | 10 | 0
PGen | 5 | 1 | 11 | 0
PGen | 5 | 1 | 12 | 0
PGen | 5 | 1 | 13 | 0
PGen | 5 | 1 | 14 | 0
PGen | 5 | 1 | 15 | 0
PGen | 5 | 1 | 16 | 0
PGen | 5 | 1 | 17 | 0
PGen | 5 | 1 | 18 | 0
PGen | 5 | 1 | 19 | 0
PGen | 5 | 1 | 20 | 0
PGen | 5 | 1 | 21 | 0
PGen | 5 | 1 | 22 | 0
PGen | 5 | 1 | 23 | 0
PGen | 5 | 1 | 24 | 0
PGen | 5 | 2 | 1 | 0
PGen | 5 | 2 | 2 | 0
PGen | 5 | 2 | 3 | 0
PGen | 5 | 2 | 4 | 0
PGen | 5 | 2 | 5 | 0
PGen | 5 | 2 | 6 | 0
PGen | 5 | 2 | 7 | 0
PGen | 5 | 2 | 8 | 0
PGen | 5 | 2 | 9 | 0
PGen | 5 | 2 | 10 | 0
PGen | 5 | 2 | 11 | 0
PGen | 5 | 2 | 12 | 0
PGen | 5 | 2 | 13 | 0
PGen | 5 | 2 | 14 | 0
PGen | 5 | 2 | 15 | 0
PGen | 5 | 2 | 16 | 0
PGen | 5 | 2 | 17 | 0
PGen | 5 | 2 | 18 | 0
PGen | 5 | 2 | 19 | 0
PGen | 5 | 2 | 20 | 0
PGen | 5 | 2 | 21 | 0
PGen | 5 | 2 | 22 | 0
PGen | 5 | 2 | 23 | 0
PGen | 5 | 2 | 24 | 0
PGen | 5 | 3 | 1 | 0
PGen | 5 | 3 | 2 | 0
PGen | 5 | 3 | 3 | 0
PGen | 5 | 3 | 4 | 0
PGen | 5 | 3 | 5 | 0
PGen | 5 | 3 | 6 | 0
PGen | 5 | 3 | 7 | 0
PGen | 5 | 3 | 8 | 0
PGen | 5 | 3 | 9 | 0
PGen | 5 | 3 | 10 | 0
PGen | 5 | 3 | 11 | 0
PGen | 5 | 3 | 12 | 0
PGen | 5 | 3 | 13 | 0
PGen | 5 | 3 | 14 | 0
PGen | 5 | 3 | 15 | 0
PGen | 5 | 3 | 16 | 0
PGen | 5 | 3 | 17 | 0
PGen | 5 | 3 | 18 | 0
PGen | 5 | 3 | 19 | 0
PGen | 5 | 3 | 20 | 0
PGen | 5 | 3 | 21 | 0
PGen | 5 | 3 | 22 | 0
PGen | 5 | 3 | 23 | 0
PGen | 5 | 3 | 24 | 0
PGen | 5 | 4 | 1 | 0
PGen | 5 | 4 | 2 | 0
PGen | 5 | 4 | 3 | 0
PGen | 5 | 4 | 4 | 0
PGen | 5 | 4 | 5 | 0
PGen | 5 | 4 | 6 | 0
PGen | 5 | 4 | 7 | 0
PGen | 5 | 4 | 8 | 0
PGen | 5 | 4 | 9 | 0
PGen | 5 | 4 | 10 | 0
PGen | 5 | 4 | 11 | 0
PGen | 5 | 4 | 12 | 0
PGen | 5 | 4 | 13 | 0
PGen | 5 | 4 | 14 | 0
PGen | 5 | 4 | 15 | 0
PGen | 5 | 4 | 16 | 0
PGen | 5 | 4 | 17 | 0
PGen | 5 | 4 | 18 | 0
PGen | 5 | 4 | 19 | 0
PGen | 5 | 4 | 20 | 0
PGen | 5 | 4 | 21 | 0
PGen | 5 | 4 | 22 | 0
PGen | 5 | 4 | 23 | 0
PGen | 5 | 4 | 24 | 0
PGen | 5 | 5 | 1 | 0
PGen | 5 | 5 | 2 | 0
PGen | 5 | 5 | 3 | 0
PGen | 5 | 5 | 4 | 0
PGen | 5 | 5 | 5 | 0
PGen | 5 | 5 | 6 | 0
PGen | 5 | 5 | 7 | 0
PGen | 5 | 5 | 8 | 0
PGen | 5 | 5 | 9 | 0
PGen | 5 | 5 | 10 | 0
PGen | 5 | 5 | 11 | 0
PGen | 5 | 5 | 12 | 0
PGen | 5 | 5 | 13 | 0
PGen | 5 | 5 | 14 | 0
PGen | 5 | 5 | 15 | 0
PGen | 5 | 5 | 16 | 0
PGen | 5 | 5 | 17 | 0
PGen | 5 | 5 | 18 | 0
PGen | 5 | 5 | 19 | 0
PGen | 5 | 5 | 20 | 0
PGen | 5 | 5 | 21 | 0
PGen | 5 | 5 | 22 | 0
PGen | 5 | 5 | 23 | 0
PGen | 5 | 5 | 24 | 0
PGen | 5 | 6 | 1 | 0
PGen | 5 | 6 | 2 | 0
PGen | 5 | 6 | 3 | 0
PGen | 5 | 6 | 4 | 0
PGen | 5 | 6 | 5 | 0
PGen | 5 | 6 | 6 | 0
PGen | 5 | 6 | 7 | 0
PGen | 5 | 6 | 8 | 0
PGen | 5 | 6 | 9 | 0
PGen | 5 | 6 | 10 | 0
PGen | 5 | 6 | 11 | 0
PGen | 5 | 6 | 12 | 0
PGen | 5 | 6 | 13 | 0
PGen | 5 | 6 | 14 | 0
PGen | 5 | 6 | 15 | 0
PGen | 5 | 6 | 16 | 0
PGen | 5 | 6 | 17 | 0
PGen | 5 | 6 | 18 | 0
PGen | 5 | 6 | 19 | 0
PGen | 5 | 6 | 20 | 0
PGen | 5 | 6 | 21 | 0
PGen | 5 | 6 | 22 | 0
PGen | 5 | 6 | 23 | 0
PGen | 5 | 6 | 24 | 0
PGen | 5 | 7 | 1 | 0
PGen | 5 | 7 | 2 | 0
PGen | 5 | 7 | 3 | 0
PGen | 5 | 7 | 4 | 0
PGen | 5 | 7 | 5 | 0
PGen | 5 | 7 | 6 | 0
PGen | 5 | 7 | 7 | 0
PGen | 5 | 7 | 8 | 0
PGen | 5 | 7 | 9 | 0
PGen | 5 | 7 | 10 | 0
PGen | 5 | 7 | 11 | 0
PGen | 5 | 7 | 12 | 0
PGen | 5 | 7 | 13 | 0
PGen | 5 | 7 | 14 | 0
PGen | 5 | 7 | 15 | 0
PGen | 5 | 7 | 16 | 0
PGen | 5 | 7 | 17 | 0
PGen | 5 | 7 | 18 | 0
PGen | 5 | 7 | 19 | 0
PGen | 5 | 7 | 20 | 0
PGen | 5 | 7 | 21 | 0
PGen | 5 | 7 | 22 | 0
PGen | 5 | 7 | 23 | 0
PGen | 5 | 7 | 24 | 0
PGen | 5 | 8 | 1 | 0
PGen | 5 | 8 | 2 | 0
PGen | 5 | 8 | 3 | 0
PGen | 5 | 8 | 4 | 0
PGen | 5 | 8 | 5 | 0
PGen | 5 | 8 | 6 | 0
PGen | 5 | 8 | 7 | 0
PGen | 5 | 8 | 8 | 0
PGen | 5 | 8 | 9 | 0
PGen | 5 | 8 | 10 | 0
PGen | 5 | 8 | 11 | 0
PGen | 5 | 8 | 12 | 0
PGen | 5 | 8 | 13 | 0
PGen | 5 | 8 | 14 | 0
PGen | 5 | 8 | 15 | 0
PGen | 5 | 8 | 16 | 0
PGen | 5 | 8 | 17 | 0
PGen | 5 | 8 | 18 | 0
PGen | 5 | 8 | 19 | 0
PGen | 5 | 8 | 20 | 0
PGen | 5 | 8 | 21 | 0
PGen | 5 | 8 | 22 | 0
PGen | 5 | 8 | 23 | 0
PGen | 5 | 8 | 24 | 0
PGen | 5 | 9 | 1 | 0
PGen | 5 | 9 | 2 | 0
PGen | 5 | 9 | 3 | 0
PGen | 5 | 9 | 4 | 0
PGen | 5 | 9 | 5 | 0
PGen | 5 | 9 | 6 | 0
PGen | 5 | 9 | 7 | 0
PGen | 5 | 9 | 8 | 0
PGen | 5 | 9 | 9 | 0
PGen | 5 | 9 | 10 | 0
PGen | 5 | 9 | 11 | 0
PGen | 5 | 9 | 12 | 0
PGen | 5 | 9 | 13 | 0
PGen | 5 | 9 | 14 | 0
PGen | 5 | 9 | 15 | 0
PGen | 5 | 9 | 16 | 0
PGen | 5 | 9 | 17 | 0
PGen | 5 | 9 | 18 | 0
PGen | 5 | 9 | 19 | 0
PGen | 5 | 9 | 20 | 0
PGen | 5 | 9 | 21 | 0
PGen | 5 | 9 | 22 | 0
PGen | 5 | 9 | 23 | 0
PGen | 5 | 9 | 24 | 0
PGen | 5 | 10 | 1 | 0
PGen | 5 | 10 | 2 | 0
PGen | 5 | 10 | 3 | 0
PGen | 5 | 10 | 4 | 0
PGen | 5 | 10 | 5 | 0
PGen | 5 | 10 | 6 | 0
PGen | 5 | 10 | 7 | 0
PGen | 5 | 10 | 8 | 0
PGen | 5 | 10 | 9 | 0
PGen | 5 | 10 | 10 | 0
PGen | 5 | 10 | 11 | 0
PGen | 5 | 10 | 12 | 0
PGen | 5 | 10 | 13 | 0
PGen | 5 | 10 | 14 | 0
PGen | 5 | 10 | 15 | 0
PGen | 5 | 10 | 16 | 0
PGen | 5 | 10 | 17 | 0
PGen | 5 | 10 | 18 | 0
PGen | 5 | 10 | 19 | 0
PGen | 5 | 10 | 20 | 0
PGen | 5 | 10 | 21 | 0
PGen | 5 | 10 | 22 | 0
PGen | 5 | 10 | 23 | 0
PGen | 5 | 10 | 24 | 0
PGen | 5 | 11 | 1 | 0
PGen | 5 | 11 | 2 | 0
PGen | 5 | 11 | 3 | 0
PGen | 5 | 11 | 4 | 0
PGen | 5 | 11 | 5 | 0
PGen | 5 | 11 | 6 | 0
PGen | 5 | 11 | 7 | 0
PGen | 5 | 11 | 8 | 0
PGen | 5 | 11 | 9 | 0
PGen | 5 | 11 | 10 | 0
PGen | 5 | 11 | 11 | 0
PGen | 5 | 11 | 12 | 0
PGen | 5 | 11 | 13 | 0
PGen | 5 | 11 | 14 | 0
PGen | 5 | 11 | 15 | 0
PGen | 5 | 11 | 16 | 0
PGen | 5 | 11 | 17 | 0
PGen | 5 | 11 | 18 | 0
PGen | 5 | 11 | 19 | 0
PGen | 5 | 11 | 20 | 0
PGen | 5 | 11 | 21 | 0
PGen | 5 | 11 | 22 | 0
PGen | 5 | 11 | 23 | 0
PGen | 5 | 11 | 24 | 0
PGen | 5 | 12 | 1 | 0
PGen | 5 | 12 | 2 | 0
PGen | 5 | 12 | 3 | 0
PGen | 5 | 12 | 4 | 0
PGen | 5 | 12 | 5 | 0
PGen | 5 | 12 | 6 | 0
PGen | 5 | 12 | 7 | 0
PGen | 5 | 12 | 8 | 0
PGen | 5 | 12 | 9 | 0
PGen | 5 | 12 | 10 | 0
PGen | 5 | 12 | 11 | 0
PGen | 5 | 12 | 12 | 0
PGen | 5 | 12 | 13 | 0
PGen | 5 | 12 | 14 | 0
PGen | 5 | 12 | 15 | 0
PGen | 5 | 12 | 16 | 0
PGen | 5 | 12 | 17 | 0
PGen | 5 | 12 | 18 | 0
PGen | 5 | 12 | 19 | 0
PGen | 5 | 12 | 20 | 0
PGen | 5 | 12 | 21 | 0
PGen | 5 | 12 | 22 | 0
PGen | 5 | 12 | 23 | 0
PGen | 5 | 12 | 24 | 0
PGen | 5 | 13 | 1 | 0
PGen | 5 | 13 | 2 | 0
PGen | 5 | 13 | 3 | 0
PGen | 5 | 13 | 4 | 0
PGen | 5 | 13 | 5 | 0
PGen | 5 | 13 | 6 | 0
PGen | 5 | 13 | 7 | 0
PGen | 5 | 13 | 8 | 0
PGen | 5 | 13 | 9 | 0
PGen | 5 | 13 | 10 | 0
PGen | 5 | 13 | 11 | 0
PGen | 5 | 13 | 12 | 0
PGen | 5 | 13 | 13 | 0
PGen | 5 | 13 | 14 | 0
PGen | 5 | 13 | 15 | 0
PGen | 5 | 13 | 16 | 0
PGen | 5 | 13 | 17 | 0
PGen | 5 | 13 | 18 | 0
PGen | 5 | 13 | 19 | 0
PGen | 5 | 13 | 20 | 0
PGen | 5 | 13 | 21 | 0
PGen | 5 | 13 | 22 | 0
PGen | 5 | 13 | 23 | 0
PGen | 5 | 13 | 24 | 0
PGen | 5 | 14 | 1 | 0
PGen | 5 | 14 | 2 | 0
PGen | 5 | 14 | 3 | 0
PGen | 5 | 14 | 4 | 0
PGen | 5 | 14 | 5 | 0
PGen | 5 | 14 | 6 | 0
PGen | 5 | 14 | 7 | 0
PGen | 5 | 14 | 8 | 0
PGen | 5 | 14 | 9 | 0
PGen | 5 | 14 | 10 | 0
PGen | 5 | 14 | 11 | 0
PGen | 5 | 14 | 12 | 0
PGen | 5 | 14 | 13 | 0
PGen | 5 | 14 | 14 | 0
PGen | 5 | 14 | 15 | 0
PGen | 5 | 14 | 16 | 0
PGen | 5 | 14 | 17 | 0
PGen | 5 | 14 | 18 | 0
PGen | 5 | 14 | 19 | 0
PGen | 5 | 14 | 20 | 0
PGen | 5 | 14 | 21 | 0
PGen | 5 | 14 | 22 | 0
PGen | 5 | 14 | 23 | 0
PGen | 5 | 14 | 24 | 0
PGen | 5 | 15 | 1 | 0
PGen | 5 | 15 | 2 | 0
PGen | 5 | 15 | 3 | 0
PGen | 5 | 15 | 4 | 0
PGen | 5 | 15 | 5 | 0
PGen | 5 | 15 | 6 | 0
PGen | 5 | 15 | 7 | 0
PGen | 5 | 15 | 8 | 0
PGen | 5 | 15 | 9 | 0
PGen | 5 | 15 | 10 | 0
PGen | 5 | 15 | 11 | 0
PGen | 5 | 15 | 12 | 0
PGen | 5 | 15 | 13 | 0
PGen | 5 | 15 | 14 | 0
PGen | 5 | 15 | 15 | 0
PGen | 5 | 15 | 16 | 0
PGen | 5 | 15 | 17 | 0
PGen | 5 | 15 | 18 | 0
PGen | 5 | 15 | 19 | 0
PGen | 5 | 15 | 20 | 0
PGen | 5 | 15 | 21 | 0
PGen | 5 | 15 | 22 | 0
PGen | 5 | 15 | 23 | 0
PGen | 5 | 15 | 24 | 0
PGen | 5 | 16 | 1 | 0
PGen | 5 | 16 | 2 | 0
PGen | 5 | 16 | 3 | 0
PGen | 5 | 16 | 4 | 0
PGen | 5 | 16 | 5 | 0
PGen | 5 | 16 | 6 | 0
PGen | 5 | 16 | 7 | 0
PGen | 5 | 16 | 8 | 0
PGen | 5 | 16 | 9 | 0
PGen | 5 | 16 | 10 | 0
PGen | 5 | 16 | 11 | 0
PGen | 5 | 16 | 12 | 0
PGen | 5 | 16 | 13 | 0
PGen | 5 | 16 | 14 | 0
PGen | 5 | 16 | 15 | 0
PGen | 5 | 16 | 16 | 0
PGen | 5 | 16 | 17 | 0
PGen | 5 | 16 | 18 | 0
PGen | 5 | 16 | 19 | 0
PGen | 5 | 16 | 20 | 0
PGen | 5 | 16 | 21 | 0
PGen | 5 | 16 | 22 | 0
PGen | 5 | 16 | 23 | 0
PGen | 5 | 16 | 24 | 0
PGen | 5 | 17 | 1 | 0
PGen | 5 | 17 | 2 | 0
PGen | 5 | 17 | 3 | 0
PGen | 5 | 17 | 4 | 0
PGen | 5 | 17 | 5 | 0
PGen | 5 | 17 | 6 | 0
PGen | 5 | 17 | 7 | 0
PGen | 5 | 17 | 8 | 0
PGen | 5 | 17 | 9 | 0
PGen | 5 | 17 | 10 | 0
PGen | 5 | 17 | 11 | 0
PGen | 5 | 17 | 12 | 0
PGen | 5 | 17 | 13 | 0
PGen | 5 | 17 | 14 | 0
PGen | 5 | 17 | 15 | 0
PGen | 5 | 17 | 16 | 0
PGen | 5 | 17 | 17 | 0
PGen | 5 | 17 | 18 | 0
PGen | 5 | 17 | 19 | 0
PGen | 5 | 17 | 20 | 0
PGen | 5 | 17 | 21 | 0
PGen | 5 | 17 | 22 | 0
PGen | 5 | 17 | 23 | 0
PGen | 5 | 17 | 24 | 0
PGen | 5 | 18 | 1 | 0
PGen | 5 | 18 | 2 | 0
PGen | 5 | 18 | 3 | 0
PGen | 5 | 18 | 4 | 0
PGen | 5 | 18 | 5 | 0
PGen | 5 | 18 | 6 | 0
PGen | 5 | 18 | 7 | 0
PGen | 5 | 18 | 8 | 0
PGen | 5 | 18 | 9 | 0
PGen | 5 | 18 | 10 | 0
PGen | 5 | 18 | 11 | 0
PGen | 5 | 18 | 12 | 0
PGen | 5 | 18 | 13 | 0
PGen | 5 | 18 | 14 | 0
PGen | 5 | 18 | 15 | 0
PGen | 5 | 18 | 16 | 0
PGen | 5 | 18 | 17 | 0
PGen | 5 | 18 | 18 | 0
PGen | 5 | 18 | 19 | 0
PGen | 5 | 18 | 20 | 0
PGen | 5 | 18 | 21 | 0
PGen | 5 | 18 | 22 | 0
PGen | 5 | 18 | 23 | 0
PGen | 5 | 18 | 24 | 0
PGen | 5 | 19 | 1 | 0
PGen | 5 | 19 | 2 | 0
PGen | 5 | 19 | 3 | 0
PGen | 5 | 19 | 4 | 0
PGen | 5 | 19 | 5 | 0
PGen | 5 | 19 | 6 | 0
PGen | 5 | 19 | 7 | 0
PGen | 5 | 19 | 8 | 0
PGen | 5 | 19 | 9 | 0
PGen | 5 | 19 | 10 | 0
PGen | 5 | 19 | 11 | 0
PGen | 5 | 19 | 12 | 0
PGen | 5 | 19 | 13 | 0
PGen | 5 | 19 | 14 | 0
PGen | 5 | 19 | 15 | 0
PGen | 5 | 19 | 16 | 0
PGen | 5 | 19 | 17 | 0
PGen | 5 | 19 | 18 | 0
PGen | 5 | 19 | 19 | 0
PGen | 5 | 19 | 20 | 0
PGen | 5 | 19 | 21 | 0
PGen | 5 | 19 | 22 | 0
PGen | 5 | 19 | 23 | 0
PGen | 5 | 19 | 24 | 0
PGen | 5 | 20 | 1 | 0
PGen | 5 | 20 | 2 | 0
PGen | 5 | 20 | 3 | 0
PGen | 5 | 20 | 4 | 0
PGen | 5 | 20 | 5 | 0
PGen | 5 | 20 | 6 | 0
PGen | 5 | 20 | 7 | 0.0042158
PGen | 5 | 20 | 8 | 0.020604
PGen | 5 | 20 | 9 | 0.040071
PGen | 5 | 20 | 10 | 0.057207
PGen | 5 | 20 | 11 | 0.060661
PGen | 5 | 20 | 12 | 0.065149
PGen | 5 | 20 | 13 | 0.070148
PGen | 5 | 20 | 14 | 0.066758
PGen | 5 | 20 | 15 | 0.0743
PGen | 5 | 20 | 16 | 0.065358
PGen | 5 | 20 | 17 | 0.052899
PGen | 5 | 20 | 18 | 0.035873
PGen | 5 | 20 | 19 | 0.017083
PGen | 5 | 20 | 20 | 0.0094234
PGen | 5 | 20 | 21 | 0.006979
PGen | 5 | 20 | 22 | 0.0033372
PGen | 5 | 20 | 23 | 0.0015269
PGen | 5 | 20 | 24 | 0
PGen | 5 | 21 | 1 | 0
PGen | 5 | 21 | 2 | 0
PGen | 5 | 21 | 3 | 0
PGen | 5 | 21 | 4 | 0
PGen | 5 | 21 | 5 | 0
PGen | 5 | 21 | 6 | 0
PGen | 5 | 21 | 7 | 0
PGen | 5 | 21 | 8 | 0
PGen | 5 | 21 | 9 | 0
PGen | 5 | 21 | 10 | 0
PGen | 5 | 21 | 11 | 0
PGen | 5 | 21 | 12 | 0
PGen | 5 | 21 | 13 | 0
PGen | 5 | 21 | 14 | 0
PGen | 5 | 21 | 15 | 0
PGen | 5 | 21 | 16 | 0
PGen | 5 | 21 | 17 | 0
PGen | 5 | 21 | 18 | 0
PGen | 5 | 21 | 19 | 0
PGen | 5 | 21 | 20 | 0
PGen | 5 | 21 | 21 | 0
PGen | 5 | 21 | 22 | 0
PGen | 5 | 21 | 23 | 0
PGen | 5 | 21 | 24 | 0
PGen | 5 | 22 | 1 | 0
PGen | 5 | 22 | 2 | 0
PGen | 5 | 22 | 3 | 0
PGen | 5 | 22 | 4 | 0
PGen | 5 | 22 | 5 | 0
PGen | 5 | 22 | 6 | 0
PGen | 5 | 22 | 7 | 0
PGen | 5 | 22 | 8 | 0
PGen | 5 | 22 | 9 | 0
PGen | 5 | 22 | 10 | 0
PGen | 5 | 22 | 11 | 0
PGen | 5 | 22 | 12 | 0
PGen | 5 | 22 | 13 | 0
PGen | 5 | 22 | 14 | 0
PGen | 5 | 22 | 15 | 0
PGen | 5 | 22 | 16 | 0
PGen | 5 | 22 | 17 | 0
PGen | 5 | 22 | 18 | 0
PGen | 5 | 22 | 19 | 0
PGen | 5 | 22 | 20 | 0
PGen | 5 | 22 | 21 | 0
PGen | 5 | 22 | 22 | 0
PGen | 5 | 22 | 23 | 0
PGen | 5 | 22 | 24 | 0
PGen | 5 | 23 | 1 | 0
PGen | 5 | 23 | 2 | 0
PGen | 5 | 23 | 3 | 0
PGen | 5 | 23 | 4 | 0
PGen | 5 | 23 | 5 | 0
PGen | 5 | 23 | 6 | 0
PGen | 5 | 23 | 7 | 0
PGen | 5 | 23 | 8 | 0
PGen | 5 | 23 | 9 | 0
PGen | 5 | 23 | 10 | 0
PGen | 5 | 23 | 11 | 0
PGen | 5 | 23 | 12 | 0
PGen | 5 | 23 | 13 | 0
PGen | 5 | 23 | 14 | 0
PGen | 5 | 23 | 15 | 0
PGen | 5 | 23 | 16 | 0
PGen | 5 | 23 | 17 | 0
PGen | 5 | 23 | 18 | 0
PGen | 5 | 23 | 19 | 0
PGen | 5 | 23 | 20 | 0
PGen | 5 | 23 | 21 | 0
PGen | 5 | 23 | 22 | 0
PGen | 5 | 23 | 23 | 0
PGen | 5 | 23 | 24 | 0
PGen | 5 | 24 | 1 | 0
PGen | 5 | 24 | 2 | 0
PGen | 5 | 24 | 3 | 0
PGen | 5 | 24 | 4 | 0
PGen | 5 | 24 | 5 | 0
PGen | 5 | 24 | 6 | 0
PGen | 5 | 24 | 7 | 0
PGen | 5 | 24 | 8 | 0
PGen | 5 | 24 | 9 | 0
PGen | 5 | 24 | 10 | 0
PGen | 5 | 24 | 11 | 0
PGen | 5 | 24 | 12 | 0
PGen | 5 | 24 | 13 | 0
PGen | 5 | 24 | 14 | 0
PGen | 5 | 24 | 15 | 0
PGen | 5 | 24 | 16 | 0
PGen | 5 | 24 | 17 | 0
PGen | 5 | 24 | 18 | 0
PGen | 5 | 24 | 19 | 0
PGen | 5 | 24 | 20 | 0
PGen | 5 | 24 | 21 | 0
PGen | 5 | 24 | 22 | 0
PGen | 5 | 24 | 23 | 0
PGen | 5 | 24 | 24 | 0
PGen | 5 | 25 | 1 | 0
PGen | 5 | 25 | 2 | 0
PGen | 5 | 25 | 3 | 0
PGen | 5 | 25 | 4 | 0
PGen | 5 | 25 | 5 | 0
PGen | 5 | 25 | 6 | 0
PGen | 5 | 25 | 7 | 0
PGen | 5 | 25 | 8 | 0
PGen | 5 | 25 | 9 | 0
PGen | 5 | 25 | 10 | 0
PGen | 5 | 25 | 11 | 0
PGen | 5 | 25 | 12 | 0
PGen | 5 | 25 | 13 | 0
PGen | 5 | 25 | 14 | 0
PGen | 5 | 25 | 15 | 0
PGen | 5 | 25 | 16 | 0
PGen | 5 | 25 | 17 | 0
PGen | 5 | 25 | 18 | 0
PGen | 5 | 25 | 19 | 0
PGen | 5 | 25 | 20 | 0
PGen | 5 | 25 | 21 | 0
PGen | 5 | 25 | 22 | 0
PGen | 5 | 25 | 23 | 0
PGen | 5 | 25 | 24 | 0
PGen | 5 | 26 | 1 | 0
PGen | 5 | 26 | 2 | 0
PGen | 5 | 26 | 3 | 0
PGen | 5 | 26 | 4 | 0
PGen | 5 | 26 | 5 | 0
PGen | 5 | 26 | 6 | 0
PGen | 5 | 26 | 7 | 0
PGen | 5 | 26 | 8 | 0
PGen | 5 | 26 | 9 | 0
PGen | 5 | 26 | 10 | 0
PGen | 5 | 26 | 11 | 0
PGen | 5 | 26 | 12 | 0
PGen | 5 | 26 | 13 | 0
PGen | 5 | 26 | 14 | 0
PGen | 5 | 26 | 15 | 0
PGen | 5 | 26 | 16 | 0
PGen | 5 | 26 | 17 | 0
PGen | 5 | 26 | 18 | 0
PGen | 5 | 26 | 19 | 0
PGen | 5 | 26 | 20 | 0
PGen | 5 | 26 | 21 | 0
PGen | 5 | 26 | 22 | 0
PGen | 5 | 26 | 23 | 0
PGen | 5 | 26 | 24 | 0
PGen | 5 | 27 | 1 | 0
PGen | 5 | 27 | 2 | 0
PGen | 5 | 27 | 3 | 0
PGen | 5 | 27 | 4 | 0
PGen | 5 | 27 | 5 | 0
PGen | 5 | 27 | 6 | 0
PGen | 5 | 27 | 7 | 0
PGen | 5 | 27 | 8 | 0
PGen | 5 | 27 | 9 | 0
PGen | 5 | 27 | 10 | 0
PGen | 5 | 27 | 11 | 0
PGen | 5 | 27 | 12 | 0
PGen | 5 | 27 | 13 | 0
PGen | 5 | 27 | 14 | 0
PGen | 5 | 27 | 15 | 0
PGen | 5 | 27 | 16 | 0
PGen | 5 | 27 | 17 | 0
PGen | 5 | 27 | 18 | 0
PGen | 5 | 27 | 19 | 0
PGen | 5 | 27 | 20 | 0
PGen | 5 | 27 | 21 | 0
PGen | 5 | 27 | 22 | 0
PGen | 5 | 27 | 23 | 0
PGen | 5 | 27 | 24 | 0
PGen | 5 | 28 | 1 | 0
PGen | 5 | 28 | 2 | 0
PGen | 5 | 28 | 3 | 0
PGen | 5 | 28 | 4 | 0
PGen | 5 | 28 | 5 | 0
PGen | 5 | 28 | 6 | 0
PGen | 5 | 28 | 7 | 0
PGen | 5 | 28 | 8 | 0
PGen | 5 | 28 | 9 | 0
PGen | 5 | 28 | 10 | 0
PGen | 5 | 28 | 11 | 0
PGen | 5 | 28 | 12 | 0
PGen | 5 | 28 | 13 | 0
PGen | 5 | 28 | 14 | 0
PGen | 5 | 28 | 15 | 0
PGen | 5 | 28 | 16 | 0
PGen | 5 | 28 | 17 | 0
PGen | 5 | 28 | 18 | 0
PGen | 5 | 28 | 19 | 0
PGen | 5 | 28 | 20 | 0
PGen | 5 | 28 | 21 | 0
PGen | 5 | 28 | 22 | 0
PGen | 5 | 28 | 23 | 0
PGen | 5 | 28 | 24 | 0
PGen | 5 | 29 | 1 | 0
PGen | 5 | 29 | 2 | 0
PGen | 5 | 29 | 3 | 0
PGen | 5 | 29 | 4 | 0
PGen | 5 | 29 | 5 | 0
PGen | 5 | 29 | 6 | 0
PGen | 5 | 29 | 7 | 0
PGen | 5 | 29 | 8 | 0
PGen | 5 | 29 | 9 | 0
PGen | 5 | 29 | 10 | 0
PGen | 5 | 29 | 11 | 0
PGen | 5 | 29 | 12 | 0
PGen | 5 | 29 | 13 | 0
PGen | 5 | 29 | 14 | 0
PGen | 5 | 29 | 15 | 0
PGen | 5 | 29 | 16 | 0
PGen | 5 | 29 | 17 | 0
PGen | 5 | 29 | 18 | 0
PGen | 5 | 29 | 19 | 0
PGen | 5 | 29 | 20 | 0
PGen | 5 | 29 | 21 | 0
PGen | 5 | 29 | 22 | 0
PGen | 5 | 29 | 23 | 0
PGen | 5 | 29 | 24 | 0
PGen | 5 | 30 | 1 | 0
PGen | 5 | 30 | 2 | 0
PGen | 5 | 30 | 3 | 0
PGen | 5 | 30 | 4 | 0
PGen | 5 | 30 | 5 | 0
PGen | 5 | 30 | 6 | 0
PGen | 5 | 30 | 7 | 0
PGen | 5 | 30 | 8 | 0
PGen | 5 | 30 | 9 | 0
PGen | 5 | 30 | 10 | 0
PGen | 5 | 30 | 11 | 0
PGen | 5 | 30 | 12 | 0
PGen | 5 | 30 | 13 | 0
PGen | 5 | 30 | 14 | 0
PGen | 5 | 30 | 15 | 0
PGen | 5 | 30 | 16 | 0
PGen | 5 | 30 | 17 | 0
PGen | 5 | 30 | 18 | 0
PGen | 5 | 30 | 19 | 0
PGen | 5 | 30 | 20 | 0
PGen | 5 | 30 | 21 | 0
PGen | 5 | 30 | 22 | 0
PGen | 5 | 30 | 23 | 0
PGen | 5 | 30 | 24 | 0
PGen | 5 | 31 | 1 | 0
PGen | 5 | 31 | 2 | 0
PGen | 5 | 31 | 3 | 0
PGen | 5 | 31 | 4 | 0
PGen | 5 | 31 | 5 | 0
PGen | 5 | 31 | 6 | 0
PGen | 5 | 31 | 7 | 0
PGen | 5 | 31 | 8 | 0
PGen | 5 | 31 | 9 | 0
PGen | 5 | 31 | 10 | 0
PGen | 5 | 31 | 11 | 0
PGen | 5 | 31 | 12 | 0
PGen | 5 | 31 | 13 | 0
PGen | 5 | 31 | 14 | 0
PGen | 5 | 31 | 15 | 0
PGen | 5 | 31 | 16 | 0
PGen | 5 | 31 | 17 | 0
PGen | 5 | 31 | 18 | 0
PGen | 5 | 31 | 19 | 0
PGen | 5 | 31 | 20 | 0
PGen | 5 | 31 | 21 | 0
PGen | 5 | 31 | 22 | 0
PGen | 5 | 31 | 23 | 0
PGen | 5 | 31 | 24 | 0
PGen | 5 | 32 | 1 | 0
PGen | 5 | 32 | 2 | 0
PGen | 5 | 32 | 3 | 0
PGen | 5 | 32 | 4 | 0
PGen | 5 | 32 | 5 | 0
PGen | 5 | 32 | 6 | 0
PGen | 5 | 32 | 7 | 0
PGen | 5 | 32 | 8 | 0
PGen | 5 | 32 | 9 | 0
PGen | 5 | 32 | 10 | 0
PGen | 5 | 32 | 11 | 0
PGen | 5 | 32 | 12 | 0
PGen | 5 | 32 | 13 | 0
PGen | 5 | 32 | 14 | 0
PGen | 5 | 32 | 15 | 0
PGen | 5 | 32 | 16 | 0
PGen | 5 | 32 | 17 | 0
PGen | 5 | 32 | 18 | 0
PGen | 5 | 32 | 19 | 0
PGen | 5 | 32 | 20 | 0
PGen | 5 | 32 | 21 | 0
PGen | 5 | 32 | 22 | 0
PGen | 5 | 32 | 23 | 0
PGen | 5 | 32 | 24 | 0
PGen | 5 | 33 | 1 | 0
PGen | 5 | 33 | 2 | 0
PGen | 5 | 33 | 3 | 0
PGen | 5 | 33 | 4 | 0
PGen | 5 | 33 | 5 | 0
PGen | 5 | 33 | 6 | 0
PGen | 5 | 33 | 7 | 0
PGen | 5 | 33 | 8 | 0
PGen | 5 | 33 | 9 | 0
PGen | 5 | 33 | 10 | 0
PGen | 5 | 33 | 11 | 0
PGen | 5 | 33 | 12 | 0
PGen | 5 | 33 | 13 | 0
PGen | 5 | 33 | 14 | 0
PGen | 5 | 33 | 15 | 0
PGen | 5 | 33 | 16 | 0
PGen | 5 | 33 | 17 | 0
PGen | 5 | 33 | 18 | 0
PGen | 5 | 33 | 19 | 0
PGen | 5 | 33 | 20 | 0
PGen | 5 | 33 | 21 | 0
PGen | 5 | 33 | 22 | 0
PGen | 5 | 33 | 23 | 0
PGen | 5 | 33 | 24 | 0

## QGen
Variable_name | Index: Gens | Index: Buses | Index: Times | Value
QGen | 1 | 1 | 1 | 0.10828
QGen | 1 | 1 | 2 | 0.10443
QGen | 1 | 1 | 3 | 0.10199
QGen | 1 | 1 | 4 | 0.10058
QGen | 1 | 1 | 5 | 0.1009
QGen | 1 | 1 | 6 | 0.10501
QGen | 1 | 1 | 7 | 0.11409
QGen | 1 | 1 | 8 | 0.13049
QGen | 1 | 1 | 9 | 0.16978
QGen | 1 | 1 | 10 | 0.19647
QGen | 1 | 1 | 11 | 0.2062
QGen | 1 | 1 | 12 | 0.20515
QGen | 1 | 1 | 13 | 0.19558
QGen | 1 | 1 | 14 | 0.20583
QGen | 1 | 1 | 15 | 0.20069
QGen | 1 | 1 | 16 | 0.19395
QGen | 1 | 1 | 17 | 0.1836
QGen | 1 | 1 | 18 | 0.16941
QGen | 1 | 1 | 19 | 0.15911
QGen | 1 | 1 | 20 | 0.1532
QGen | 1 | 1 | 21 | 0.14324
QGen | 1 | 1 | 22 | 0.13214
QGen | 1 | 1 | 23 | 0.1205
QGen | 1 | 1 | 24 | 0.11591
QGen | 1 | 2 | 1 | 0
QGen | 1 | 2 | 2 | 0
QGen | 1 | 2 | 3 | 0
QGen | 1 | 2 | 4 | 0
QGen | 1 | 2 | 5 | 0
QGen | 1 | 2 | 6 | 0
QGen | 1 | 2 | 7 | 0
QGen | 1 | 2 | 8 | 0
QGen | 1 | 2 | 9 | 0
QGen | 1 | 2 | 10 | 0
QGen | 1 | 2 | 11 | 0
QGen | 1 | 2 | 12 | 0
QGen | 1 | 2 | 13 | 0
QGen | 1 | 2 | 14 | 0
QGen | 1 | 2 | 15 | 0
QGen | 1 | 2 | 16 | 0
QGen | 1 | 2 | 17 | 0
QGen | 1 | 2 | 18 | 0
QGen | 1 | 2 | 19 | 0
QGen | 1 | 2 | 20 | 0
QGen | 1 | 2 | 21 | 0
QGen | 1 | 2 | 22 | 0
QGen | 1 | 2 | 23 | 0
QGen | 1 | 2 | 24 | 0
QGen | 1 | 3 | 1 | 0
QGen | 1 | 3 | 2 | 0
QGen | 1 | 3 | 3 | 0
QGen | 1 | 3 | 4 | 0
QGen | 1 | 3 | 5 | 0
QGen | 1 | 3 | 6 | 0
QGen | 1 | 3 | 7 | 0
QGen | 1 | 3 | 8 | 0
QGen | 1 | 3 | 9 | 0
QGen | 1 | 3 | 10 | 0
QGen | 1 | 3 | 11 | 0
QGen | 1 | 3 | 12 | 0
QGen | 1 | 3 | 13 | 0
QGen | 1 | 3 | 14 | 0
QGen | 1 | 3 | 15 | 0
QGen | 1 | 3 | 16 | 0
QGen | 1 | 3 | 17 | 0
QGen | 1 | 3 | 18 | 0
QGen | 1 | 3 | 19 | 0
QGen | 1 | 3 | 20 | 0
QGen | 1 | 3 | 21 | 0
QGen | 1 | 3 | 22 | 0
QGen | 1 | 3 | 23 | 0
QGen | 1 | 3 | 24 | 0
QGen | 1 | 4 | 1 | 0
QGen | 1 | 4 | 2 | 0
QGen | 1 | 4 | 3 | 0
QGen | 1 | 4 | 4 | 0
QGen | 1 | 4 | 5 | 0
QGen | 1 | 4 | 6 | 0
QGen | 1 | 4 | 7 | 0
QGen | 1 | 4 | 8 | 0
QGen | 1 | 4 | 9 | 0
QGen | 1 | 4 | 10 | 0
QGen | 1 | 4 | 11 | 0
QGen | 1 | 4 | 12 | 0
QGen | 1 | 4 | 13 | 0
QGen | 1 | 4 | 14 | 0
QGen | 1 | 4 | 15 | 0
QGen | 1 | 4 | 16 | 0
QGen | 1 | 4 | 17 | 0
QGen | 1 | 4 | 18 | 0
QGen | 1 | 4 | 19 | 0
QGen | 1 | 4 | 20 | 0
QGen | 1 | 4 | 21 | 0
QGen | 1 | 4 | 22 | 0
QGen | 1 | 4 | 23 | 0
QGen | 1 | 4 | 24 | 0
QGen | 1 | 5 | 1 | 0
QGen | 1 | 5 | 2 | 0
QGen | 1 | 5 | 3 | 0
QGen | 1 | 5 | 4 | 0
QGen | 1 | 5 | 5 | 0
QGen | 1 | 5 | 6 | 0
QGen | 1 | 5 | 7 | 0
QGen | 1 | 5 | 8 | 0
QGen | 1 | 5 | 9 | 0
QGen | 1 | 5 | 10 | 0
QGen | 1 | 5 | 11 | 0
QGen | 1 | 5 | 12 | 0
QGen | 1 | 5 | 13 | 0
QGen | 1 | 5 | 14 | 0
QGen | 1 | 5 | 15 | 0
QGen | 1 | 5 | 16 | 0
QGen | 1 | 5 | 17 | 0
QGen | 1 | 5 | 18 | 0
QGen | 1 | 5 | 19 | 0
QGen | 1 | 5 | 20 | 0
QGen | 1 | 5 | 21 | 0
QGen | 1 | 5 | 22 | 0
QGen | 1 | 5 | 23 | 0
QGen | 1 | 5 | 24 | 0
QGen | 1 | 6 | 1 | 0
QGen | 1 | 6 | 2 | 0
QGen | 1 | 6 | 3 | 0
QGen | 1 | 6 | 4 | 0
QGen | 1 | 6 | 5 | 0
QGen | 1 | 6 | 6 | 0
QGen | 1 | 6 | 7 | 0
QGen | 1 | 6 | 8 | 0
QGen | 1 | 6 | 9 | 0
QGen | 1 | 6 | 10 | 0
QGen | 1 | 6 | 11 | 0
QGen | 1 | 6 | 12 | 0
QGen | 1 | 6 | 13 | 0
QGen | 1 | 6 | 14 | 0
QGen | 1 | 6 | 15 | 0
QGen | 1 | 6 | 16 | 0
QGen | 1 | 6 | 17 | 0
QGen | 1 | 6 | 18 | 0
QGen | 1 | 6 | 19 | 0
QGen | 1 | 6 | 20 | 0
QGen | 1 | 6 | 21 | 0
QGen | 1 | 6 | 22 | 0
QGen | 1 | 6 | 23 | 0
QGen | 1 | 6 | 24 | 0
QGen | 1 | 7 | 1 | 0
QGen | 1 | 7 | 2 | 0
QGen | 1 | 7 | 3 | 0
QGen | 1 | 7 | 4 | 0
QGen | 1 | 7 | 5 | 0
QGen | 1 | 7 | 6 | 0
QGen | 1 | 7 | 7 | 0
QGen | 1 | 7 | 8 | 0
QGen | 1 | 7 | 9 | 0
QGen | 1 | 7 | 10 | 0
QGen | 1 | 7 | 11 | 0
QGen | 1 | 7 | 12 | 0
QGen | 1 | 7 | 13 | 0
QGen | 1 | 7 | 14 | 0
QGen | 1 | 7 | 15 | 0
QGen | 1 | 7 | 16 | 0
QGen | 1 | 7 | 17 | 0
QGen | 1 | 7 | 18 | 0
QGen | 1 | 7 | 19 | 0
QGen | 1 | 7 | 20 | 0
QGen | 1 | 7 | 21 | 0
QGen | 1 | 7 | 22 | 0
QGen | 1 | 7 | 23 | 0
QGen | 1 | 7 | 24 | 0
QGen | 1 | 8 | 1 | 0
QGen | 1 | 8 | 2 | 0
QGen | 1 | 8 | 3 | 0
QGen | 1 | 8 | 4 | 0
QGen | 1 | 8 | 5 | 0
QGen | 1 | 8 | 6 | 0
QGen | 1 | 8 | 7 | 0
QGen | 1 | 8 | 8 | 0
QGen | 1 | 8 | 9 | 0
QGen | 1 | 8 | 10 | 0
QGen | 1 | 8 | 11 | 0
QGen | 1 | 8 | 12 | 0
QGen | 1 | 8 | 13 | 0
QGen | 1 | 8 | 14 | 0
QGen | 1 | 8 | 15 | 0
QGen | 1 | 8 | 16 | 0
QGen | 1 | 8 | 17 | 0
QGen | 1 | 8 | 18 | 0
QGen | 1 | 8 | 19 | 0
QGen | 1 | 8 | 20 | 0
QGen | 1 | 8 | 21 | 0
QGen | 1 | 8 | 22 | 0
QGen | 1 | 8 | 23 | 0
QGen | 1 | 8 | 24 | 0
QGen | 1 | 9 | 1 | 0
QGen | 1 | 9 | 2 | 0
QGen | 1 | 9 | 3 | 0
QGen | 1 | 9 | 4 | 0
QGen | 1 | 9 | 5 | 0
QGen | 1 | 9 | 6 | 0
QGen | 1 | 9 | 7 | 0
QGen | 1 | 9 | 8 | 0
QGen | 1 | 9 | 9 | 0
QGen | 1 | 9 | 10 | 0
QGen | 1 | 9 | 11 | 0
QGen | 1 | 9 | 12 | 0
QGen | 1 | 9 | 13 | 0
QGen | 1 | 9 | 14 | 0
QGen | 1 | 9 | 15 | 0
QGen | 1 | 9 | 16 | 0
QGen | 1 | 9 | 17 | 0
QGen | 1 | 9 | 18 | 0
QGen | 1 | 9 | 19 | 0
QGen | 1 | 9 | 20 | 0
QGen | 1 | 9 | 21 | 0
QGen | 1 | 9 | 22 | 0
QGen | 1 | 9 | 23 | 0
QGen | 1 | 9 | 24 | 0
QGen | 1 | 10 | 1 | 0
QGen | 1 | 10 | 2 | 0
QGen | 1 | 10 | 3 | 0
QGen | 1 | 10 | 4 | 0
QGen | 1 | 10 | 5 | 0
QGen | 1 | 10 | 6 | 0
QGen | 1 | 10 | 7 | 0
QGen | 1 | 10 | 8 | 0
QGen | 1 | 10 | 9 | 0
QGen | 1 | 10 | 10 | 0
QGen | 1 | 10 | 11 | 0
QGen | 1 | 10 | 12 | 0
QGen | 1 | 10 | 13 | 0
QGen | 1 | 10 | 14 | 0
QGen | 1 | 10 | 15 | 0
QGen | 1 | 10 | 16 | 0
QGen | 1 | 10 | 17 | 0
QGen | 1 | 10 | 18 | 0
QGen | 1 | 10 | 19 | 0
QGen | 1 | 10 | 20 | 0
QGen | 1 | 10 | 21 | 0
QGen | 1 | 10 | 22 | 0
QGen | 1 | 10 | 23 | 0
QGen | 1 | 10 | 24 | 0
QGen | 1 | 11 | 1 | 0
QGen | 1 | 11 | 2 | 0
QGen | 1 | 11 | 3 | 0
QGen | 1 | 11 | 4 | 0
QGen | 1 | 11 | 5 | 0
QGen | 1 | 11 | 6 | 0
QGen | 1 | 11 | 7 | 0
QGen | 1 | 11 | 8 | 0
QGen | 1 | 11 | 9 | 0
QGen | 1 | 11 | 10 | 0
QGen | 1 | 11 | 11 | 0
QGen | 1 | 11 | 12 | 0
QGen | 1 | 11 | 13 | 0
QGen | 1 | 11 | 14 | 0
QGen | 1 | 11 | 15 | 0
QGen | 1 | 11 | 16 | 0
QGen | 1 | 11 | 17 | 0
QGen | 1 | 11 | 18 | 0
QGen | 1 | 11 | 19 | 0
QGen | 1 | 11 | 20 | 0
QGen | 1 | 11 | 21 | 0
QGen | 1 | 11 | 22 | 0
QGen | 1 | 11 | 23 | 0
QGen | 1 | 11 | 24 | 0
QGen | 1 | 12 | 1 | 0
QGen | 1 | 12 | 2 | 0
QGen | 1 | 12 | 3 | 0
QGen | 1 | 12 | 4 | 0
QGen | 1 | 12 | 5 | 0
QGen | 1 | 12 | 6 | 0
QGen | 1 | 12 | 7 | 0
QGen | 1 | 12 | 8 | 0
QGen | 1 | 12 | 9 | 0
QGen | 1 | 12 | 10 | 0
QGen | 1 | 12 | 11 | 0
QGen | 1 | 12 | 12 | 0
QGen | 1 | 12 | 13 | 0
QGen | 1 | 12 | 14 | 0
QGen | 1 | 12 | 15 | 0
QGen | 1 | 12 | 16 | 0
QGen | 1 | 12 | 17 | 0
QGen | 1 | 12 | 18 | 0
QGen | 1 | 12 | 19 | 0
QGen | 1 | 12 | 20 | 0
QGen | 1 | 12 | 21 | 0
QGen | 1 | 12 | 22 | 0
QGen | 1 | 12 | 23 | 0
QGen | 1 | 12 | 24 | 0
QGen | 1 | 13 | 1 | 0
QGen | 1 | 13 | 2 | 0
QGen | 1 | 13 | 3 | 0
QGen | 1 | 13 | 4 | 0
QGen | 1 | 13 | 5 | 0
QGen | 1 | 13 | 6 | 0
QGen | 1 | 13 | 7 | 0
QGen | 1 | 13 | 8 | 0
QGen | 1 | 13 | 9 | 0
QGen | 1 | 13 | 10 | 0
QGen | 1 | 13 | 11 | 0
QGen | 1 | 13 | 12 | 0
QGen | 1 | 13 | 13 | 0
QGen | 1 | 13 | 14 | 0
QGen | 1 | 13 | 15 | 0
QGen | 1 | 13 | 16 | 0
QGen | 1 | 13 | 17 | 0
QGen | 1 | 13 | 18 | 0
QGen | 1 | 13 | 19 | 0
QGen | 1 | 13 | 20 | 0
QGen | 1 | 13 | 21 | 0
QGen | 1 | 13 | 22 | 0
QGen | 1 | 13 | 23 | 0
QGen | 1 | 13 | 24 | 0
QGen | 1 | 14 | 1 | 0
QGen | 1 | 14 | 2 | 0
QGen | 1 | 14 | 3 | 0
QGen | 1 | 14 | 4 | 0
QGen | 1 | 14 | 5 | 0
QGen | 1 | 14 | 6 | 0
QGen | 1 | 14 | 7 | 0
QGen | 1 | 14 | 8 | 0
QGen | 1 | 14 | 9 | 0
QGen | 1 | 14 | 10 | 0
QGen | 1 | 14 | 11 | 0
QGen | 1 | 14 | 12 | 0
QGen | 1 | 14 | 13 | 0
QGen | 1 | 14 | 14 | 0
QGen | 1 | 14 | 15 | 0
QGen | 1 | 14 | 16 | 0
QGen | 1 | 14 | 17 | 0
QGen | 1 | 14 | 18 | 0
QGen | 1 | 14 | 19 | 0
QGen | 1 | 14 | 20 | 0
QGen | 1 | 14 | 21 | 0
QGen | 1 | 14 | 22 | 0
QGen | 1 | 14 | 23 | 0
QGen | 1 | 14 | 24 | 0
QGen | 1 | 15 | 1 | 0
QGen | 1 | 15 | 2 | 0
QGen | 1 | 15 | 3 | 0
QGen | 1 | 15 | 4 | 0
QGen | 1 | 15 | 5 | 0
QGen | 1 | 15 | 6 | 0
QGen | 1 | 15 | 7 | 0
QGen | 1 | 15 | 8 | 0
QGen | 1 | 15 | 9 | 0
QGen | 1 | 15 | 10 | 0
QGen | 1 | 15 | 11 | 0
QGen | 1 | 15 | 12 | 0
QGen | 1 | 15 | 13 | 0
QGen | 1 | 15 | 14 | 0
QGen | 1 | 15 | 15 | 0
QGen | 1 | 15 | 16 | 0
QGen | 1 | 15 | 17 | 0
QGen | 1 | 15 | 18 | 0
QGen | 1 | 15 | 19 | 0
QGen | 1 | 15 | 20 | 0
QGen | 1 | 15 | 21 | 0
QGen | 1 | 15 | 22 | 0
QGen | 1 | 15 | 23 | 0
QGen | 1 | 15 | 24 | 0
QGen | 1 | 16 | 1 | 0
QGen | 1 | 16 | 2 | 0
QGen | 1 | 16 | 3 | 0
QGen | 1 | 16 | 4 | 0
QGen | 1 | 16 | 5 | 0
QGen | 1 | 16 | 6 | 0
QGen | 1 | 16 | 7 | 0
QGen | 1 | 16 | 8 | 0
QGen | 1 | 16 | 9 | 0
QGen | 1 | 16 | 10 | 0
QGen | 1 | 16 | 11 | 0
QGen | 1 | 16 | 12 | 0
QGen | 1 | 16 | 13 | 0
QGen | 1 | 16 | 14 | 0
QGen | 1 | 16 | 15 | 0
QGen | 1 | 16 | 16 | 0
QGen | 1 | 16 | 17 | 0
QGen | 1 | 16 | 18 | 0
QGen | 1 | 16 | 19 | 0
QGen | 1 | 16 | 20 | 0
QGen | 1 | 16 | 21 | 0
QGen | 1 | 16 | 22 | 0
QGen | 1 | 16 | 23 | 0
QGen | 1 | 16 | 24 | 0
QGen | 1 | 17 | 1 | 0
QGen | 1 | 17 | 2 | 0
QGen | 1 | 17 | 3 | 0
QGen | 1 | 17 | 4 | 0
QGen | 1 | 17 | 5 | 0
QGen | 1 | 17 | 6 | 0
QGen | 1 | 17 | 7 | 0
QGen | 1 | 17 | 8 | 0
QGen | 1 | 17 | 9 | 0
QGen | 1 | 17 | 10 | 0
QGen | 1 | 17 | 11 | 0
QGen | 1 | 17 | 12 | 0
QGen | 1 | 17 | 13 | 0
QGen | 1 | 17 | 14 | 0
QGen | 1 | 17 | 15 | 0
QGen | 1 | 17 | 16 | 0
QGen | 1 | 17 | 17 | 0
QGen | 1 | 17 | 18 | 0
QGen | 1 | 17 | 19 | 0
QGen | 1 | 17 | 20 | 0
QGen | 1 | 17 | 21 | 0
QGen | 1 | 17 | 22 | 0
QGen | 1 | 17 | 23 | 0
QGen | 1 | 17 | 24 | 0
QGen | 1 | 18 | 1 | 0
QGen | 1 | 18 | 2 | 0
QGen | 1 | 18 | 3 | 0
QGen | 1 | 18 | 4 | 0
QGen | 1 | 18 | 5 | 0
QGen | 1 | 18 | 6 | 0
QGen | 1 | 18 | 7 | 0
QGen | 1 | 18 | 8 | 0
QGen | 1 | 18 | 9 | 0
QGen | 1 | 18 | 10 | 0
QGen | 1 | 18 | 11 | 0
QGen | 1 | 18 | 12 | 0
QGen | 1 | 18 | 13 | 0
QGen | 1 | 18 | 14 | 0
QGen | 1 | 18 | 15 | 0
QGen | 1 | 18 | 16 | 0
QGen | 1 | 18 | 17 | 0
QGen | 1 | 18 | 18 | 0
QGen | 1 | 18 | 19 | 0
QGen | 1 | 18 | 20 | 0
QGen | 1 | 18 | 21 | 0
QGen | 1 | 18 | 22 | 0
QGen | 1 | 18 | 23 | 0
QGen | 1 | 18 | 24 | 0
QGen | 1 | 19 | 1 | 0
QGen | 1 | 19 | 2 | 0
QGen | 1 | 19 | 3 | 0
QGen | 1 | 19 | 4 | 0
QGen | 1 | 19 | 5 | 0
QGen | 1 | 19 | 6 | 0
QGen | 1 | 19 | 7 | 0
QGen | 1 | 19 | 8 | 0
QGen | 1 | 19 | 9 | 0
QGen | 1 | 19 | 10 | 0
QGen | 1 | 19 | 11 | 0
QGen | 1 | 19 | 12 | 0
QGen | 1 | 19 | 13 | 0
QGen | 1 | 19 | 14 | 0
QGen | 1 | 19 | 15 | 0
QGen | 1 | 19 | 16 | 0
QGen | 1 | 19 | 17 | 0
QGen | 1 | 19 | 18 | 0
QGen | 1 | 19 | 19 | 0
QGen | 1 | 19 | 20 | 0
QGen | 1 | 19 | 21 | 0
QGen | 1 | 19 | 22 | 0
QGen | 1 | 19 | 23 | 0
QGen | 1 | 19 | 24 | 0
QGen | 1 | 20 | 1 | 0
QGen | 1 | 20 | 2 | 0
QGen | 1 | 20 | 3 | 0
QGen | 1 | 20 | 4 | 0
QGen | 1 | 20 | 5 | 0
QGen | 1 | 20 | 6 | 0
QGen | 1 | 20 | 7 | 0
QGen | 1 | 20 | 8 | 0
QGen | 1 | 20 | 9 | 0
QGen | 1 | 20 | 10 | 0
QGen | 1 | 20 | 11 | 0
QGen | 1 | 20 | 12 | 0
QGen | 1 | 20 | 13 | 0
QGen | 1 | 20 | 14 | 0
QGen | 1 | 20 | 15 | 0
QGen | 1 | 20 | 16 | 0
QGen | 1 | 20 | 17 | 0
QGen | 1 | 20 | 18 | 0
QGen | 1 | 20 | 19 | 0
QGen | 1 | 20 | 20 | 0
QGen | 1 | 20 | 21 | 0
QGen | 1 | 20 | 22 | 0
QGen | 1 | 20 | 23 | 0
QGen | 1 | 20 | 24 | 0
QGen | 1 | 21 | 1 | 0
QGen | 1 | 21 | 2 | 0
QGen | 1 | 21 | 3 | 0
QGen | 1 | 21 | 4 | 0
QGen | 1 | 21 | 5 | 0
QGen | 1 | 21 | 6 | 0
QGen | 1 | 21 | 7 | 0
QGen | 1 | 21 | 8 | 0
QGen | 1 | 21 | 9 | 0
QGen | 1 | 21 | 10 | 0
QGen | 1 | 21 | 11 | 0
QGen | 1 | 21 | 12 | 0
QGen | 1 | 21 | 13 | 0
QGen | 1 | 21 | 14 | 0
QGen | 1 | 21 | 15 | 0
QGen | 1 | 21 | 16 | 0
QGen | 1 | 21 | 17 | 0
QGen | 1 | 21 | 18 | 0
QGen | 1 | 21 | 19 | 0
QGen | 1 | 21 | 20 | 0
QGen | 1 | 21 | 21 | 0
QGen | 1 | 21 | 22 | 0
QGen | 1 | 21 | 23 | 0
QGen | 1 | 21 | 24 | 0
QGen | 1 | 22 | 1 | 0
QGen | 1 | 22 | 2 | 0
QGen | 1 | 22 | 3 | 0
QGen | 1 | 22 | 4 | 0
QGen | 1 | 22 | 5 | 0
QGen | 1 | 22 | 6 | 0
QGen | 1 | 22 | 7 | 0
QGen | 1 | 22 | 8 | 0
QGen | 1 | 22 | 9 | 0
QGen | 1 | 22 | 10 | 0
QGen | 1 | 22 | 11 | 0
QGen | 1 | 22 | 12 | 0
QGen | 1 | 22 | 13 | 0
QGen | 1 | 22 | 14 | 0
QGen | 1 | 22 | 15 | 0
QGen | 1 | 22 | 16 | 0
QGen | 1 | 22 | 17 | 0
QGen | 1 | 22 | 18 | 0
QGen | 1 | 22 | 19 | 0
QGen | 1 | 22 | 20 | 0
QGen | 1 | 22 | 21 | 0
QGen | 1 | 22 | 22 | 0
QGen | 1 | 22 | 23 | 0
QGen | 1 | 22 | 24 | 0
QGen | 1 | 23 | 1 | 0
QGen | 1 | 23 | 2 | 0
QGen | 1 | 23 | 3 | 0
QGen | 1 | 23 | 4 | 0
QGen | 1 | 23 | 5 | 0
QGen | 1 | 23 | 6 | 0
QGen | 1 | 23 | 7 | 0
QGen | 1 | 23 | 8 | 0
QGen | 1 | 23 | 9 | 0
QGen | 1 | 23 | 10 | 0
QGen | 1 | 23 | 11 | 0
QGen | 1 | 23 | 12 | 0
QGen | 1 | 23 | 13 | 0
QGen | 1 | 23 | 14 | 0
QGen | 1 | 23 | 15 | 0
QGen | 1 | 23 | 16 | 0
QGen | 1 | 23 | 17 | 0
QGen | 1 | 23 | 18 | 0
QGen | 1 | 23 | 19 | 0
QGen | 1 | 23 | 20 | 0
QGen | 1 | 23 | 21 | 0
QGen | 1 | 23 | 22 | 0
QGen | 1 | 23 | 23 | 0
QGen | 1 | 23 | 24 | 0
QGen | 1 | 24 | 1 | 0
QGen | 1 | 24 | 2 | 0
QGen | 1 | 24 | 3 | 0
QGen | 1 | 24 | 4 | 0
QGen | 1 | 24 | 5 | 0
QGen | 1 | 24 | 6 | 0
QGen | 1 | 24 | 7 | 0
QGen | 1 | 24 | 8 | 0
QGen | 1 | 24 | 9 | 0
QGen | 1 | 24 | 10 | 0
QGen | 1 | 24 | 11 | 0
QGen | 1 | 24 | 12 | 0
QGen | 1 | 24 | 13 | 0
QGen | 1 | 24 | 14 | 0
QGen | 1 | 24 | 15 | 0
QGen | 1 | 24 | 16 | 0
QGen | 1 | 24 | 17 | 0
QGen | 1 | 24 | 18 | 0
QGen | 1 | 24 | 19 | 0
QGen | 1 | 24 | 20 | 0
QGen | 1 | 24 | 21 | 0
QGen | 1 | 24 | 22 | 0
QGen | 1 | 24 | 23 | 0
QGen | 1 | 24 | 24 | 0
QGen | 1 | 25 | 1 | 0
QGen | 1 | 25 | 2 | 0
QGen | 1 | 25 | 3 | 0
QGen | 1 | 25 | 4 | 0
QGen | 1 | 25 | 5 | 0
QGen | 1 | 25 | 6 | 0
QGen | 1 | 25 | 7 | 0
QGen | 1 | 25 | 8 | 0
QGen | 1 | 25 | 9 | 0
QGen | 1 | 25 | 10 | 0
QGen | 1 | 25 | 11 | 0
QGen | 1 | 25 | 12 | 0
QGen | 1 | 25 | 13 | 0
QGen | 1 | 25 | 14 | 0
QGen | 1 | 25 | 15 | 0
QGen | 1 | 25 | 16 | 0
QGen | 1 | 25 | 17 | 0
QGen | 1 | 25 | 18 | 0
QGen | 1 | 25 | 19 | 0
QGen | 1 | 25 | 20 | 0
QGen | 1 | 25 | 21 | 0
QGen | 1 | 25 | 22 | 0
QGen | 1 | 25 | 23 | 0
QGen | 1 | 25 | 24 | 0
QGen | 1 | 26 | 1 | 0
QGen | 1 | 26 | 2 | 0
QGen | 1 | 26 | 3 | 0
QGen | 1 | 26 | 4 | 0
QGen | 1 | 26 | 5 | 0
QGen | 1 | 26 | 6 | 0
QGen | 1 | 26 | 7 | 0
QGen | 1 | 26 | 8 | 0
QGen | 1 | 26 | 9 | 0
QGen | 1 | 26 | 10 | 0
QGen | 1 | 26 | 11 | 0
QGen | 1 | 26 | 12 | 0
QGen | 1 | 26 | 13 | 0
QGen | 1 | 26 | 14 | 0
QGen | 1 | 26 | 15 | 0
QGen | 1 | 26 | 16 | 0
QGen | 1 | 26 | 17 | 0
QGen | 1 | 26 | 18 | 0
QGen | 1 | 26 | 19 | 0
QGen | 1 | 26 | 20 | 0
QGen | 1 | 26 | 21 | 0
QGen | 1 | 26 | 22 | 0
QGen | 1 | 26 | 23 | 0
QGen | 1 | 26 | 24 | 0
QGen | 1 | 27 | 1 | 0
QGen | 1 | 27 | 2 | 0
QGen | 1 | 27 | 3 | 0
QGen | 1 | 27 | 4 | 0
QGen | 1 | 27 | 5 | 0
QGen | 1 | 27 | 6 | 0
QGen | 1 | 27 | 7 | 0
QGen | 1 | 27 | 8 | 0
QGen | 1 | 27 | 9 | 0
QGen | 1 | 27 | 10 | 0
QGen | 1 | 27 | 11 | 0
QGen | 1 | 27 | 12 | 0
QGen | 1 | 27 | 13 | 0
QGen | 1 | 27 | 14 | 0
QGen | 1 | 27 | 15 | 0
QGen | 1 | 27 | 16 | 0
QGen | 1 | 27 | 17 | 0
QGen | 1 | 27 | 18 | 0
QGen | 1 | 27 | 19 | 0
QGen | 1 | 27 | 20 | 0
QGen | 1 | 27 | 21 | 0
QGen | 1 | 27 | 22 | 0
QGen | 1 | 27 | 23 | 0
QGen | 1 | 27 | 24 | 0
QGen | 1 | 28 | 1 | 0
QGen | 1 | 28 | 2 | 0
QGen | 1 | 28 | 3 | 0
QGen | 1 | 28 | 4 | 0
QGen | 1 | 28 | 5 | 0
QGen | 1 | 28 | 6 | 0
QGen | 1 | 28 | 7 | 0
QGen | 1 | 28 | 8 | 0
QGen | 1 | 28 | 9 | 0
QGen | 1 | 28 | 10 | 0
QGen | 1 | 28 | 11 | 0
QGen | 1 | 28 | 12 | 0
QGen | 1 | 28 | 13 | 0
QGen | 1 | 28 | 14 | 0
QGen | 1 | 28 | 15 | 0
QGen | 1 | 28 | 16 | 0
QGen | 1 | 28 | 17 | 0
QGen | 1 | 28 | 18 | 0
QGen | 1 | 28 | 19 | 0
QGen | 1 | 28 | 20 | 0
QGen | 1 | 28 | 21 | 0
QGen | 1 | 28 | 22 | 0
QGen | 1 | 28 | 23 | 0
QGen | 1 | 28 | 24 | 0
QGen | 1 | 29 | 1 | 0
QGen | 1 | 29 | 2 | 0
QGen | 1 | 29 | 3 | 0
QGen | 1 | 29 | 4 | 0
QGen | 1 | 29 | 5 | 0
QGen | 1 | 29 | 6 | 0
QGen | 1 | 29 | 7 | 0
QGen | 1 | 29 | 8 | 0
QGen | 1 | 29 | 9 | 0
QGen | 1 | 29 | 10 | 0
QGen | 1 | 29 | 11 | 0
QGen | 1 | 29 | 12 | 0
QGen | 1 | 29 | 13 | 0
QGen | 1 | 29 | 14 | 0
QGen | 1 | 29 | 15 | 0
QGen | 1 | 29 | 16 | 0
QGen | 1 | 29 | 17 | 0
QGen | 1 | 29 | 18 | 0
QGen | 1 | 29 | 19 | 0
QGen | 1 | 29 | 20 | 0
QGen | 1 | 29 | 21 | 0
QGen | 1 | 29 | 22 | 0
QGen | 1 | 29 | 23 | 0
QGen | 1 | 29 | 24 | 0
QGen | 1 | 30 | 1 | 0
QGen | 1 | 30 | 2 | 0
QGen | 1 | 30 | 3 | 0
QGen | 1 | 30 | 4 | 0
QGen | 1 | 30 | 5 | 0
QGen | 1 | 30 | 6 | 0
QGen | 1 | 30 | 7 | 0
QGen | 1 | 30 | 8 | 0
QGen | 1 | 30 | 9 | 0
QGen | 1 | 30 | 10 | 0
QGen | 1 | 30 | 11 | 0
QGen | 1 | 30 | 12 | 0
QGen | 1 | 30 | 13 | 0
QGen | 1 | 30 | 14 | 0
QGen | 1 | 30 | 15 | 0
QGen | 1 | 30 | 16 | 0
QGen | 1 | 30 | 17 | 0
QGen | 1 | 30 | 18 | 0
QGen | 1 | 30 | 19 | 0
QGen | 1 | 30 | 20 | 0
QGen | 1 | 30 | 21 | 0
QGen | 1 | 30 | 22 | 0
QGen | 1 | 30 | 23 | 0
QGen | 1 | 30 | 24 | 0
QGen | 1 | 31 | 1 | 0
QGen | 1 | 31 | 2 | 0
QGen | 1 | 31 | 3 | 0
QGen | 1 | 31 | 4 | 0
QGen | 1 | 31 | 5 | 0
QGen | 1 | 31 | 6 | 0
QGen | 1 | 31 | 7 | 0
QGen | 1 | 31 | 8 | 0
QGen | 1 | 31 | 9 | 0
QGen | 1 | 31 | 10 | 0
QGen | 1 | 31 | 11 | 0
QGen | 1 | 31 | 12 | 0
QGen | 1 | 31 | 13 | 0
QGen | 1 | 31 | 14 | 0
QGen | 1 | 31 | 15 | 0
QGen | 1 | 31 | 16 | 0
QGen | 1 | 31 | 17 | 0
QGen | 1 | 31 | 18 | 0
QGen | 1 | 31 | 19 | 0
QGen | 1 | 31 | 20 | 0
QGen | 1 | 31 | 21 | 0
QGen | 1 | 31 | 22 | 0
QGen | 1 | 31 | 23 | 0
QGen | 1 | 31 | 24 | 0
QGen | 1 | 32 | 1 | 0
QGen | 1 | 32 | 2 | 0
QGen | 1 | 32 | 3 | 0
QGen | 1 | 32 | 4 | 0
QGen | 1 | 32 | 5 | 0
QGen | 1 | 32 | 6 | 0
QGen | 1 | 32 | 7 | 0
QGen | 1 | 32 | 8 | 0
QGen | 1 | 32 | 9 | 0
QGen | 1 | 32 | 10 | 0
QGen | 1 | 32 | 11 | 0
QGen | 1 | 32 | 12 | 0
QGen | 1 | 32 | 13 | 0
QGen | 1 | 32 | 14 | 0
QGen | 1 | 32 | 15 | 0
QGen | 1 | 32 | 16 | 0
QGen | 1 | 32 | 17 | 0
QGen | 1 | 32 | 18 | 0
QGen | 1 | 32 | 19 | 0
QGen | 1 | 32 | 20 | 0
QGen | 1 | 32 | 21 | 0
QGen | 1 | 32 | 22 | 0
QGen | 1 | 32 | 23 | 0
QGen | 1 | 32 | 24 | 0
QGen | 1 | 33 | 1 | 0
QGen | 1 | 33 | 2 | 0
QGen | 1 | 33 | 3 | 0
QGen | 1 | 33 | 4 | 0
QGen | 1 | 33 | 5 | 0
QGen | 1 | 33 | 6 | 0
QGen | 1 | 33 | 7 | 0
QGen | 1 | 33 | 8 | 0
QGen | 1 | 33 | 9 | 0
QGen | 1 | 33 | 10 | 0
QGen | 1 | 33 | 11 | 0
QGen | 1 | 33 | 12 | 0
QGen | 1 | 33 | 13 | 0
QGen | 1 | 33 | 14 | 0
QGen | 1 | 33 | 15 | 0
QGen | 1 | 33 | 16 | 0
QGen | 1 | 33 | 17 | 0
QGen | 1 | 33 | 18 | 0
QGen | 1 | 33 | 19 | 0
QGen | 1 | 33 | 20 | 0
QGen | 1 | 33 | 21 | 0
QGen | 1 | 33 | 22 | 0
QGen | 1 | 33 | 23 | 0
QGen | 1 | 33 | 24 | 0
QGen | 2 | 1 | 1 | 0
QGen | 2 | 1 | 2 | 0
QGen | 2 | 1 | 3 | 0
QGen | 2 | 1 | 4 | 0
QGen | 2 | 1 | 5 | 0
QGen | 2 | 1 | 6 | 0
QGen | 2 | 1 | 7 | 0
QGen | 2 | 1 | 8 | 0
QGen | 2 | 1 | 9 | 0
QGen | 2 | 1 | 10 | 0
QGen | 2 | 1 | 11 | 0
QGen | 2 | 1 | 12 | 0
QGen | 2 | 1 | 13 | 0
QGen | 2 | 1 | 14 | 0
QGen | 2 | 1 | 15 | 0
QGen | 2 | 1 | 16 | 0
QGen | 2 | 1 | 17 | 0
QGen | 2 | 1 | 18 | 0
QGen | 2 | 1 | 19 | 0
QGen | 2 | 1 | 20 | 0
QGen | 2 | 1 | 21 | 0
QGen | 2 | 1 | 22 | 0
QGen | 2 | 1 | 23 | 0
QGen | 2 | 1 | 24 | 0
QGen | 2 | 2 | 1 | 0
QGen | 2 | 2 | 2 | 0
QGen | 2 | 2 | 3 | 0
QGen | 2 | 2 | 4 | 0
QGen | 2 | 2 | 5 | 0
QGen | 2 | 2 | 6 | 0
QGen | 2 | 2 | 7 | 0
QGen | 2 | 2 | 8 | 0
QGen | 2 | 2 | 9 | 0
QGen | 2 | 2 | 10 | 0
QGen | 2 | 2 | 11 | 0
QGen | 2 | 2 | 12 | 0
QGen | 2 | 2 | 13 | 0
QGen | 2 | 2 | 14 | 0
QGen | 2 | 2 | 15 | 0
QGen | 2 | 2 | 16 | 0
QGen | 2 | 2 | 17 | 0
QGen | 2 | 2 | 18 | 0
QGen | 2 | 2 | 19 | 0
QGen | 2 | 2 | 20 | 0
QGen | 2 | 2 | 21 | 0
QGen | 2 | 2 | 22 | 0
QGen | 2 | 2 | 23 | 0
QGen | 2 | 2 | 24 | 0
QGen | 2 | 3 | 1 | 0
QGen | 2 | 3 | 2 | 0
QGen | 2 | 3 | 3 | 0
QGen | 2 | 3 | 4 | 0
QGen | 2 | 3 | 5 | 0
QGen | 2 | 3 | 6 | 0
QGen | 2 | 3 | 7 | 0
QGen | 2 | 3 | 8 | 0
QGen | 2 | 3 | 9 | 0
QGen | 2 | 3 | 10 | 0
QGen | 2 | 3 | 11 | 0
QGen | 2 | 3 | 12 | 0
QGen | 2 | 3 | 13 | 0
QGen | 2 | 3 | 14 | 0
QGen | 2 | 3 | 15 | 0
QGen | 2 | 3 | 16 | 0
QGen | 2 | 3 | 17 | 0
QGen | 2 | 3 | 18 | 0
QGen | 2 | 3 | 19 | 0
QGen | 2 | 3 | 20 | 0
QGen | 2 | 3 | 21 | 0
QGen | 2 | 3 | 22 | 0
QGen | 2 | 3 | 23 | 0
QGen | 2 | 3 | 24 | 0
QGen | 2 | 4 | 1 | 0
QGen | 2 | 4 | 2 | 0
QGen | 2 | 4 | 3 | 0
QGen | 2 | 4 | 4 | 0
QGen | 2 | 4 | 5 | 0
QGen | 2 | 4 | 6 | 0
QGen | 2 | 4 | 7 | 0
QGen | 2 | 4 | 8 | 0
QGen | 2 | 4 | 9 | 0
QGen | 2 | 4 | 10 | 0
QGen | 2 | 4 | 11 | 0
QGen | 2 | 4 | 12 | 0
QGen | 2 | 4 | 13 | 0
QGen | 2 | 4 | 14 | 0
QGen | 2 | 4 | 15 | 0
QGen | 2 | 4 | 16 | 0
QGen | 2 | 4 | 17 | 0
QGen | 2 | 4 | 18 | 0
QGen | 2 | 4 | 19 | 0
QGen | 2 | 4 | 20 | 0
QGen | 2 | 4 | 21 | 0
QGen | 2 | 4 | 22 | 0
QGen | 2 | 4 | 23 | 0
QGen | 2 | 4 | 24 | 0
QGen | 2 | 5 | 1 | 0
QGen | 2 | 5 | 2 | 0
QGen | 2 | 5 | 3 | 0
QGen | 2 | 5 | 4 | 0
QGen | 2 | 5 | 5 | 0
QGen | 2 | 5 | 6 | 0
QGen | 2 | 5 | 7 | 0
QGen | 2 | 5 | 8 | 0
QGen | 2 | 5 | 9 | 0
QGen | 2 | 5 | 10 | 0
QGen | 2 | 5 | 11 | 0
QGen | 2 | 5 | 12 | 0
QGen | 2 | 5 | 13 | 0
QGen | 2 | 5 | 14 | 0
QGen | 2 | 5 | 15 | 0
QGen | 2 | 5 | 16 | 0
QGen | 2 | 5 | 17 | 0
QGen | 2 | 5 | 18 | 0
QGen | 2 | 5 | 19 | 0
QGen | 2 | 5 | 20 | 0
QGen | 2 | 5 | 21 | 0
QGen | 2 | 5 | 22 | 0
QGen | 2 | 5 | 23 | 0
QGen | 2 | 5 | 24 | 0
QGen | 2 | 6 | 1 | 0
QGen | 2 | 6 | 2 | 0
QGen | 2 | 6 | 3 | 0
QGen | 2 | 6 | 4 | 0
QGen | 2 | 6 | 5 | 0
QGen | 2 | 6 | 6 | 0
QGen | 2 | 6 | 7 | 0
QGen | 2 | 6 | 8 | 0
QGen | 2 | 6 | 9 | 0
QGen | 2 | 6 | 10 | 0
QGen | 2 | 6 | 11 | 0
QGen | 2 | 6 | 12 | 0
QGen | 2 | 6 | 13 | 0
QGen | 2 | 6 | 14 | 0
QGen | 2 | 6 | 15 | 0
QGen | 2 | 6 | 16 | 0
QGen | 2 | 6 | 17 | 0
QGen | 2 | 6 | 18 | 0
QGen | 2 | 6 | 19 | 0
QGen | 2 | 6 | 20 | 0
QGen | 2 | 6 | 21 | 0
QGen | 2 | 6 | 22 | 0
QGen | 2 | 6 | 23 | 0
QGen | 2 | 6 | 24 | 0
QGen | 2 | 7 | 1 | 0
QGen | 2 | 7 | 2 | 0
QGen | 2 | 7 | 3 | 0
QGen | 2 | 7 | 4 | 0
QGen | 2 | 7 | 5 | 0
QGen | 2 | 7 | 6 | 0
QGen | 2 | 7 | 7 | 0
QGen | 2 | 7 | 8 | 0
QGen | 2 | 7 | 9 | 0
QGen | 2 | 7 | 10 | 0
QGen | 2 | 7 | 11 | 0
QGen | 2 | 7 | 12 | 0
QGen | 2 | 7 | 13 | 0
QGen | 2 | 7 | 14 | 0
QGen | 2 | 7 | 15 | 0
QGen | 2 | 7 | 16 | 0
QGen | 2 | 7 | 17 | 0
QGen | 2 | 7 | 18 | 0
QGen | 2 | 7 | 19 | 0
QGen | 2 | 7 | 20 | 0
QGen | 2 | 7 | 21 | 0
QGen | 2 | 7 | 22 | 0
QGen | 2 | 7 | 23 | 0
QGen | 2 | 7 | 24 | 0
QGen | 2 | 8 | 1 | 0
QGen | 2 | 8 | 2 | 0
QGen | 2 | 8 | 3 | 0
QGen | 2 | 8 | 4 | 0
QGen | 2 | 8 | 5 | 0
QGen | 2 | 8 | 6 | 0
QGen | 2 | 8 | 7 | 0
QGen | 2 | 8 | 8 | 0
QGen | 2 | 8 | 9 | 0
QGen | 2 | 8 | 10 | 0
QGen | 2 | 8 | 11 | 0
QGen | 2 | 8 | 12 | 0
QGen | 2 | 8 | 13 | 0
QGen | 2 | 8 | 14 | 0
QGen | 2 | 8 | 15 | 0
QGen | 2 | 8 | 16 | 0
QGen | 2 | 8 | 17 | 0
QGen | 2 | 8 | 18 | 0
QGen | 2 | 8 | 19 | 0
QGen | 2 | 8 | 20 | 0
QGen | 2 | 8 | 21 | 0
QGen | 2 | 8 | 22 | 0
QGen | 2 | 8 | 23 | 0
QGen | 2 | 8 | 24 | 0
QGen | 2 | 9 | 1 | 0
QGen | 2 | 9 | 2 | 0
QGen | 2 | 9 | 3 | 0
QGen | 2 | 9 | 4 | 0
QGen | 2 | 9 | 5 | 0
QGen | 2 | 9 | 6 | 0
QGen | 2 | 9 | 7 | 0
QGen | 2 | 9 | 8 | 0
QGen | 2 | 9 | 9 | 0
QGen | 2 | 9 | 10 | 0
QGen | 2 | 9 | 11 | 0
QGen | 2 | 9 | 12 | 0
QGen | 2 | 9 | 13 | 0
QGen | 2 | 9 | 14 | 0
QGen | 2 | 9 | 15 | 0
QGen | 2 | 9 | 16 | 0
QGen | 2 | 9 | 17 | 0
QGen | 2 | 9 | 18 | 0
QGen | 2 | 9 | 19 | 0
QGen | 2 | 9 | 20 | 0
QGen | 2 | 9 | 21 | 0
QGen | 2 | 9 | 22 | 0
QGen | 2 | 9 | 23 | 0
QGen | 2 | 9 | 24 | 0
QGen | 2 | 10 | 1 | 0
QGen | 2 | 10 | 2 | 0
QGen | 2 | 10 | 3 | 0
QGen | 2 | 10 | 4 | 0
QGen | 2 | 10 | 5 | 0
QGen | 2 | 10 | 6 | 0
QGen | 2 | 10 | 7 | 0
QGen | 2 | 10 | 8 | 0
QGen | 2 | 10 | 9 | 0
QGen | 2 | 10 | 10 | 0
QGen | 2 | 10 | 11 | 0
QGen | 2 | 10 | 12 | 0
QGen | 2 | 10 | 13 | 0
QGen | 2 | 10 | 14 | 0
QGen | 2 | 10 | 15 | 0
QGen | 2 | 10 | 16 | 0
QGen | 2 | 10 | 17 | 0
QGen | 2 | 10 | 18 | 0
QGen | 2 | 10 | 19 | 0
QGen | 2 | 10 | 20 | 0
QGen | 2 | 10 | 21 | 0
QGen | 2 | 10 | 22 | 0
QGen | 2 | 10 | 23 | 0
QGen | 2 | 10 | 24 | 0
QGen | 2 | 11 | 1 | 0
QGen | 2 | 11 | 2 | 0
QGen | 2 | 11 | 3 | 0
QGen | 2 | 11 | 4 | 0
QGen | 2 | 11 | 5 | 0
QGen | 2 | 11 | 6 | 0
QGen | 2 | 11 | 7 | 0
QGen | 2 | 11 | 8 | 0
QGen | 2 | 11 | 9 | 0
QGen | 2 | 11 | 10 | 0
QGen | 2 | 11 | 11 | 0
QGen | 2 | 11 | 12 | 0
QGen | 2 | 11 | 13 | 0
QGen | 2 | 11 | 14 | 0
QGen | 2 | 11 | 15 | 0
QGen | 2 | 11 | 16 | 0
QGen | 2 | 11 | 17 | 0
QGen | 2 | 11 | 18 | 0
QGen | 2 | 11 | 19 | 0
QGen | 2 | 11 | 20 | 0
QGen | 2 | 11 | 21 | 0
QGen | 2 | 11 | 22 | 0
QGen | 2 | 11 | 23 | 0
QGen | 2 | 11 | 24 | 0
QGen | 2 | 12 | 1 | 0
QGen | 2 | 12 | 2 | 0
QGen | 2 | 12 | 3 | 0
QGen | 2 | 12 | 4 | 0
QGen | 2 | 12 | 5 | 0
QGen | 2 | 12 | 6 | 0
QGen | 2 | 12 | 7 | 0.00042158
QGen | 2 | 12 | 8 | 0.0020604
QGen | 2 | 12 | 9 | 0.0040071
QGen | 2 | 12 | 10 | 0.0057207
QGen | 2 | 12 | 11 | 0.0060661
QGen | 2 | 12 | 12 | 0.0065149
QGen | 2 | 12 | 13 | 0.0070148
QGen | 2 | 12 | 14 | 0.0066758
QGen | 2 | 12 | 15 | 0.00743
QGen | 2 | 12 | 16 | 0.0065358
QGen | 2 | 12 | 17 | 0.0052899
QGen | 2 | 12 | 18 | 0.0035873
QGen | 2 | 12 | 19 | 0.0017083
QGen | 2 | 12 | 20 | 0.00094234
QGen | 2 | 12 | 21 | 0.0006979
QGen | 2 | 12 | 22 | 0.00033372
QGen | 2 | 12 | 23 | 0.00015269
QGen | 2 | 12 | 24 | 0
QGen | 2 | 13 | 1 | 0
QGen | 2 | 13 | 2 | 0
QGen | 2 | 13 | 3 | 0
QGen | 2 | 13 | 4 | 0
QGen | 2 | 13 | 5 | 0
QGen | 2 | 13 | 6 | 0
QGen | 2 | 13 | 7 | 0
QGen | 2 | 13 | 8 | 0
QGen | 2 | 13 | 9 | 0
QGen | 2 | 13 | 10 | 0
QGen | 2 | 13 | 11 | 0
QGen | 2 | 13 | 12 | 0
QGen | 2 | 13 | 13 | 0
QGen | 2 | 13 | 14 | 0
QGen | 2 | 13 | 15 | 0
QGen | 2 | 13 | 16 | 0
QGen | 2 | 13 | 17 | 0
QGen | 2 | 13 | 18 | 0
QGen | 2 | 13 | 19 | 0
QGen | 2 | 13 | 20 | 0
QGen | 2 | 13 | 21 | 0
QGen | 2 | 13 | 22 | 0
QGen | 2 | 13 | 23 | 0
QGen | 2 | 13 | 24 | 0
QGen | 2 | 14 | 1 | 0
QGen | 2 | 14 | 2 | 0
QGen | 2 | 14 | 3 | 0
QGen | 2 | 14 | 4 | 0
QGen | 2 | 14 | 5 | 0
QGen | 2 | 14 | 6 | 0
QGen | 2 | 14 | 7 | 0
QGen | 2 | 14 | 8 | 0
QGen | 2 | 14 | 9 | 0
QGen | 2 | 14 | 10 | 0
QGen | 2 | 14 | 11 | 0
QGen | 2 | 14 | 12 | 0
QGen | 2 | 14 | 13 | 0
QGen | 2 | 14 | 14 | 0
QGen | 2 | 14 | 15 | 0
QGen | 2 | 14 | 16 | 0
QGen | 2 | 14 | 17 | 0
QGen | 2 | 14 | 18 | 0
QGen | 2 | 14 | 19 | 0
QGen | 2 | 14 | 20 | 0
QGen | 2 | 14 | 21 | 0
QGen | 2 | 14 | 22 | 0
QGen | 2 | 14 | 23 | 0
QGen | 2 | 14 | 24 | 0
QGen | 2 | 15 | 1 | 0
QGen | 2 | 15 | 2 | 0
QGen | 2 | 15 | 3 | 0
QGen | 2 | 15 | 4 | 0
QGen | 2 | 15 | 5 | 0
QGen | 2 | 15 | 6 | 0
QGen | 2 | 15 | 7 | 0
QGen | 2 | 15 | 8 | 0
QGen | 2 | 15 | 9 | 0
QGen | 2 | 15 | 10 | 0
QGen | 2 | 15 | 11 | 0
QGen | 2 | 15 | 12 | 0
QGen | 2 | 15 | 13 | 0
QGen | 2 | 15 | 14 | 0
QGen | 2 | 15 | 15 | 0
QGen | 2 | 15 | 16 | 0
QGen | 2 | 15 | 17 | 0
QGen | 2 | 15 | 18 | 0
QGen | 2 | 15 | 19 | 0
QGen | 2 | 15 | 20 | 0
QGen | 2 | 15 | 21 | 0
QGen | 2 | 15 | 22 | 0
QGen | 2 | 15 | 23 | 0
QGen | 2 | 15 | 24 | 0
QGen | 2 | 16 | 1 | 0
QGen | 2 | 16 | 2 | 0
QGen | 2 | 16 | 3 | 0
QGen | 2 | 16 | 4 | 0
QGen | 2 | 16 | 5 | 0
QGen | 2 | 16 | 6 | 0
QGen | 2 | 16 | 7 | 0
QGen | 2 | 16 | 8 | 0
QGen | 2 | 16 | 9 | 0
QGen | 2 | 16 | 10 | 0
QGen | 2 | 16 | 11 | 0
QGen | 2 | 16 | 12 | 0
QGen | 2 | 16 | 13 | 0
QGen | 2 | 16 | 14 | 0
QGen | 2 | 16 | 15 | 0
QGen | 2 | 16 | 16 | 0
QGen | 2 | 16 | 17 | 0
QGen | 2 | 16 | 18 | 0
QGen | 2 | 16 | 19 | 0
QGen | 2 | 16 | 20 | 0
QGen | 2 | 16 | 21 | 0
QGen | 2 | 16 | 22 | 0
QGen | 2 | 16 | 23 | 0
QGen | 2 | 16 | 24 | 0
QGen | 2 | 17 | 1 | 0
QGen | 2 | 17 | 2 | 0
QGen | 2 | 17 | 3 | 0
QGen | 2 | 17 | 4 | 0
QGen | 2 | 17 | 5 | 0
QGen | 2 | 17 | 6 | 0
QGen | 2 | 17 | 7 | 0
QGen | 2 | 17 | 8 | 0
QGen | 2 | 17 | 9 | 0
QGen | 2 | 17 | 10 | 0
QGen | 2 | 17 | 11 | 0
QGen | 2 | 17 | 12 | 0
QGen | 2 | 17 | 13 | 0
QGen | 2 | 17 | 14 | 0
QGen | 2 | 17 | 15 | 0
QGen | 2 | 17 | 16 | 0
QGen | 2 | 17 | 17 | 0
QGen | 2 | 17 | 18 | 0
QGen | 2 | 17 | 19 | 0
QGen | 2 | 17 | 20 | 0
QGen | 2 | 17 | 21 | 0
QGen | 2 | 17 | 22 | 0
QGen | 2 | 17 | 23 | 0
QGen | 2 | 17 | 24 | 0
QGen | 2 | 18 | 1 | 0
QGen | 2 | 18 | 2 | 0
QGen | 2 | 18 | 3 | 0
QGen | 2 | 18 | 4 | 0
QGen | 2 | 18 | 5 | 0
QGen | 2 | 18 | 6 | 0
QGen | 2 | 18 | 7 | 0
QGen | 2 | 18 | 8 | 0
QGen | 2 | 18 | 9 | 0
QGen | 2 | 18 | 10 | 0
QGen | 2 | 18 | 11 | 0
QGen | 2 | 18 | 12 | 0
QGen | 2 | 18 | 13 | 0
QGen | 2 | 18 | 14 | 0
QGen | 2 | 18 | 15 | 0
QGen | 2 | 18 | 16 | 0
QGen | 2 | 18 | 17 | 0
QGen | 2 | 18 | 18 | 0
QGen | 2 | 18 | 19 | 0
QGen | 2 | 18 | 20 | 0
QGen | 2 | 18 | 21 | 0
QGen | 2 | 18 | 22 | 0
QGen | 2 | 18 | 23 | 0
QGen | 2 | 18 | 24 | 0
QGen | 2 | 19 | 1 | 0
QGen | 2 | 19 | 2 | 0
QGen | 2 | 19 | 3 | 0
QGen | 2 | 19 | 4 | 0
QGen | 2 | 19 | 5 | 0
QGen | 2 | 19 | 6 | 0
QGen | 2 | 19 | 7 | 0
QGen | 2 | 19 | 8 | 0
QGen | 2 | 19 | 9 | 0
QGen | 2 | 19 | 10 | 0
QGen | 2 | 19 | 11 | 0
QGen | 2 | 19 | 12 | 0
QGen | 2 | 19 | 13 | 0
QGen | 2 | 19 | 14 | 0
QGen | 2 | 19 | 15 | 0
QGen | 2 | 19 | 16 | 0
QGen | 2 | 19 | 17 | 0
QGen | 2 | 19 | 18 | 0
QGen | 2 | 19 | 19 | 0
QGen | 2 | 19 | 20 | 0
QGen | 2 | 19 | 21 | 0
QGen | 2 | 19 | 22 | 0
QGen | 2 | 19 | 23 | 0
QGen | 2 | 19 | 24 | 0
QGen | 2 | 20 | 1 | 0
QGen | 2 | 20 | 2 | 0
QGen | 2 | 20 | 3 | 0
QGen | 2 | 20 | 4 | 0
QGen | 2 | 20 | 5 | 0
QGen | 2 | 20 | 6 | 0
QGen | 2 | 20 | 7 | 0
QGen | 2 | 20 | 8 | 0
QGen | 2 | 20 | 9 | 0
QGen | 2 | 20 | 10 | 0
QGen | 2 | 20 | 11 | 0
QGen | 2 | 20 | 12 | 0
QGen | 2 | 20 | 13 | 0
QGen | 2 | 20 | 14 | 0
QGen | 2 | 20 | 15 | 0
QGen | 2 | 20 | 16 | 0
QGen | 2 | 20 | 17 | 0
QGen | 2 | 20 | 18 | 0
QGen | 2 | 20 | 19 | 0
QGen | 2 | 20 | 20 | 0
QGen | 2 | 20 | 21 | 0
QGen | 2 | 20 | 22 | 0
QGen | 2 | 20 | 23 | 0
QGen | 2 | 20 | 24 | 0
QGen | 2 | 21 | 1 | 0
QGen | 2 | 21 | 2 | 0
QGen | 2 | 21 | 3 | 0
QGen | 2 | 21 | 4 | 0
QGen | 2 | 21 | 5 | 0
QGen | 2 | 21 | 6 | 0
QGen | 2 | 21 | 7 | 0
QGen | 2 | 21 | 8 | 0
QGen | 2 | 21 | 9 | 0
QGen | 2 | 21 | 10 | 0
QGen | 2 | 21 | 11 | 0
QGen | 2 | 21 | 12 | 0
QGen | 2 | 21 | 13 | 0
QGen | 2 | 21 | 14 | 0
QGen | 2 | 21 | 15 | 0
QGen | 2 | 21 | 16 | 0
QGen | 2 | 21 | 17 | 0
QGen | 2 | 21 | 18 | 0
QGen | 2 | 21 | 19 | 0
QGen | 2 | 21 | 20 | 0
QGen | 2 | 21 | 21 | 0
QGen | 2 | 21 | 22 | 0
QGen | 2 | 21 | 23 | 0
QGen | 2 | 21 | 24 | 0
QGen | 2 | 22 | 1 | 0
QGen | 2 | 22 | 2 | 0
QGen | 2 | 22 | 3 | 0
QGen | 2 | 22 | 4 | 0
QGen | 2 | 22 | 5 | 0
QGen | 2 | 22 | 6 | 0
QGen | 2 | 22 | 7 | 0
QGen | 2 | 22 | 8 | 0
QGen | 2 | 22 | 9 | 0
QGen | 2 | 22 | 10 | 0
QGen | 2 | 22 | 11 | 0
QGen | 2 | 22 | 12 | 0
QGen | 2 | 22 | 13 | 0
QGen | 2 | 22 | 14 | 0
QGen | 2 | 22 | 15 | 0
QGen | 2 | 22 | 16 | 0
QGen | 2 | 22 | 17 | 0
QGen | 2 | 22 | 18 | 0
QGen | 2 | 22 | 19 | 0
QGen | 2 | 22 | 20 | 0
QGen | 2 | 22 | 21 | 0
QGen | 2 | 22 | 22 | 0
QGen | 2 | 22 | 23 | 0
QGen | 2 | 22 | 24 | 0
QGen | 2 | 23 | 1 | 0
QGen | 2 | 23 | 2 | 0
QGen | 2 | 23 | 3 | 0
QGen | 2 | 23 | 4 | 0
QGen | 2 | 23 | 5 | 0
QGen | 2 | 23 | 6 | 0
QGen | 2 | 23 | 7 | 0
QGen | 2 | 23 | 8 | 0
QGen | 2 | 23 | 9 | 0
QGen | 2 | 23 | 10 | 0
QGen | 2 | 23 | 11 | 0
QGen | 2 | 23 | 12 | 0
QGen | 2 | 23 | 13 | 0
QGen | 2 | 23 | 14 | 0
QGen | 2 | 23 | 15 | 0
QGen | 2 | 23 | 16 | 0
QGen | 2 | 23 | 17 | 0
QGen | 2 | 23 | 18 | 0
QGen | 2 | 23 | 19 | 0
QGen | 2 | 23 | 20 | 0
QGen | 2 | 23 | 21 | 0
QGen | 2 | 23 | 22 | 0
QGen | 2 | 23 | 23 | 0
QGen | 2 | 23 | 24 | 0
QGen | 2 | 24 | 1 | 0
QGen | 2 | 24 | 2 | 0
QGen | 2 | 24 | 3 | 0
QGen | 2 | 24 | 4 | 0
QGen | 2 | 24 | 5 | 0
QGen | 2 | 24 | 6 | 0
QGen | 2 | 24 | 7 | 0
QGen | 2 | 24 | 8 | 0
QGen | 2 | 24 | 9 | 0
QGen | 2 | 24 | 10 | 0
QGen | 2 | 24 | 11 | 0
QGen | 2 | 24 | 12 | 0
QGen | 2 | 24 | 13 | 0
QGen | 2 | 24 | 14 | 0
QGen | 2 | 24 | 15 | 0
QGen | 2 | 24 | 16 | 0
QGen | 2 | 24 | 17 | 0
QGen | 2 | 24 | 18 | 0
QGen | 2 | 24 | 19 | 0
QGen | 2 | 24 | 20 | 0
QGen | 2 | 24 | 21 | 0
QGen | 2 | 24 | 22 | 0
QGen | 2 | 24 | 23 | 0
QGen | 2 | 24 | 24 | 0
QGen | 2 | 25 | 1 | 0
QGen | 2 | 25 | 2 | 0
QGen | 2 | 25 | 3 | 0
QGen | 2 | 25 | 4 | 0
QGen | 2 | 25 | 5 | 0
QGen | 2 | 25 | 6 | 0
QGen | 2 | 25 | 7 | 0
QGen | 2 | 25 | 8 | 0
QGen | 2 | 25 | 9 | 0
QGen | 2 | 25 | 10 | 0
QGen | 2 | 25 | 11 | 0
QGen | 2 | 25 | 12 | 0
QGen | 2 | 25 | 13 | 0
QGen | 2 | 25 | 14 | 0
QGen | 2 | 25 | 15 | 0
QGen | 2 | 25 | 16 | 0
QGen | 2 | 25 | 17 | 0
QGen | 2 | 25 | 18 | 0
QGen | 2 | 25 | 19 | 0
QGen | 2 | 25 | 20 | 0
QGen | 2 | 25 | 21 | 0
QGen | 2 | 25 | 22 | 0
QGen | 2 | 25 | 23 | 0
QGen | 2 | 25 | 24 | 0
QGen | 2 | 26 | 1 | 0
QGen | 2 | 26 | 2 | 0
QGen | 2 | 26 | 3 | 0
QGen | 2 | 26 | 4 | 0
QGen | 2 | 26 | 5 | 0
QGen | 2 | 26 | 6 | 0
QGen | 2 | 26 | 7 | 0
QGen | 2 | 26 | 8 | 0
QGen | 2 | 26 | 9 | 0
QGen | 2 | 26 | 10 | 0
QGen | 2 | 26 | 11 | 0
QGen | 2 | 26 | 12 | 0
QGen | 2 | 26 | 13 | 0
QGen | 2 | 26 | 14 | 0
QGen | 2 | 26 | 15 | 0
QGen | 2 | 26 | 16 | 0
QGen | 2 | 26 | 17 | 0
QGen | 2 | 26 | 18 | 0
QGen | 2 | 26 | 19 | 0
QGen | 2 | 26 | 20 | 0
QGen | 2 | 26 | 21 | 0
QGen | 2 | 26 | 22 | 0
QGen | 2 | 26 | 23 | 0
QGen | 2 | 26 | 24 | 0
QGen | 2 | 27 | 1 | 0
QGen | 2 | 27 | 2 | 0
QGen | 2 | 27 | 3 | 0
QGen | 2 | 27 | 4 | 0
QGen | 2 | 27 | 5 | 0
QGen | 2 | 27 | 6 | 0
QGen | 2 | 27 | 7 | 0
QGen | 2 | 27 | 8 | 0
QGen | 2 | 27 | 9 | 0
QGen | 2 | 27 | 10 | 0
QGen | 2 | 27 | 11 | 0
QGen | 2 | 27 | 12 | 0
QGen | 2 | 27 | 13 | 0
QGen | 2 | 27 | 14 | 0
QGen | 2 | 27 | 15 | 0
QGen | 2 | 27 | 16 | 0
QGen | 2 | 27 | 17 | 0
QGen | 2 | 27 | 18 | 0
QGen | 2 | 27 | 19 | 0
QGen | 2 | 27 | 20 | 0
QGen | 2 | 27 | 21 | 0
QGen | 2 | 27 | 22 | 0
QGen | 2 | 27 | 23 | 0
QGen | 2 | 27 | 24 | 0
QGen | 2 | 28 | 1 | 0
QGen | 2 | 28 | 2 | 0
QGen | 2 | 28 | 3 | 0
QGen | 2 | 28 | 4 | 0
QGen | 2 | 28 | 5 | 0
QGen | 2 | 28 | 6 | 0
QGen | 2 | 28 | 7 | 0
QGen | 2 | 28 | 8 | 0
QGen | 2 | 28 | 9 | 0
QGen | 2 | 28 | 10 | 0
QGen | 2 | 28 | 11 | 0
QGen | 2 | 28 | 12 | 0
QGen | 2 | 28 | 13 | 0
QGen | 2 | 28 | 14 | 0
QGen | 2 | 28 | 15 | 0
QGen | 2 | 28 | 16 | 0
QGen | 2 | 28 | 17 | 0
QGen | 2 | 28 | 18 | 0
QGen | 2 | 28 | 19 | 0
QGen | 2 | 28 | 20 | 0
QGen | 2 | 28 | 21 | 0
QGen | 2 | 28 | 22 | 0
QGen | 2 | 28 | 23 | 0
QGen | 2 | 28 | 24 | 0
QGen | 2 | 29 | 1 | 0
QGen | 2 | 29 | 2 | 0
QGen | 2 | 29 | 3 | 0
QGen | 2 | 29 | 4 | 0
QGen | 2 | 29 | 5 | 0
QGen | 2 | 29 | 6 | 0
QGen | 2 | 29 | 7 | 0
QGen | 2 | 29 | 8 | 0
QGen | 2 | 29 | 9 | 0
QGen | 2 | 29 | 10 | 0
QGen | 2 | 29 | 11 | 0
QGen | 2 | 29 | 12 | 0
QGen | 2 | 29 | 13 | 0
QGen | 2 | 29 | 14 | 0
QGen | 2 | 29 | 15 | 0
QGen | 2 | 29 | 16 | 0
QGen | 2 | 29 | 17 | 0
QGen | 2 | 29 | 18 | 0
QGen | 2 | 29 | 19 | 0
QGen | 2 | 29 | 20 | 0
QGen | 2 | 29 | 21 | 0
QGen | 2 | 29 | 22 | 0
QGen | 2 | 29 | 23 | 0
QGen | 2 | 29 | 24 | 0
QGen | 2 | 30 | 1 | 0
QGen | 2 | 30 | 2 | 0
QGen | 2 | 30 | 3 | 0
QGen | 2 | 30 | 4 | 0
QGen | 2 | 30 | 5 | 0
QGen | 2 | 30 | 6 | 0
QGen | 2 | 30 | 7 | 0
QGen | 2 | 30 | 8 | 0
QGen | 2 | 30 | 9 | 0
QGen | 2 | 30 | 10 | 0
QGen | 2 | 30 | 11 | 0
QGen | 2 | 30 | 12 | 0
QGen | 2 | 30 | 13 | 0
QGen | 2 | 30 | 14 | 0
QGen | 2 | 30 | 15 | 0
QGen | 2 | 30 | 16 | 0
QGen | 2 | 30 | 17 | 0
QGen | 2 | 30 | 18 | 0
QGen | 2 | 30 | 19 | 0
QGen | 2 | 30 | 20 | 0
QGen | 2 | 30 | 21 | 0
QGen | 2 | 30 | 22 | 0
QGen | 2 | 30 | 23 | 0
QGen | 2 | 30 | 24 | 0
QGen | 2 | 31 | 1 | 0
QGen | 2 | 31 | 2 | 0
QGen | 2 | 31 | 3 | 0
QGen | 2 | 31 | 4 | 0
QGen | 2 | 31 | 5 | 0
QGen | 2 | 31 | 6 | 0
QGen | 2 | 31 | 7 | 0
QGen | 2 | 31 | 8 | 0
QGen | 2 | 31 | 9 | 0
QGen | 2 | 31 | 10 | 0
QGen | 2 | 31 | 11 | 0
QGen | 2 | 31 | 12 | 0
QGen | 2 | 31 | 13 | 0
QGen | 2 | 31 | 14 | 0
QGen | 2 | 31 | 15 | 0
QGen | 2 | 31 | 16 | 0
QGen | 2 | 31 | 17 | 0
QGen | 2 | 31 | 18 | 0
QGen | 2 | 31 | 19 | 0
QGen | 2 | 31 | 20 | 0
QGen | 2 | 31 | 21 | 0
QGen | 2 | 31 | 22 | 0
QGen | 2 | 31 | 23 | 0
QGen | 2 | 31 | 24 | 0
QGen | 2 | 32 | 1 | 0
QGen | 2 | 32 | 2 | 0
QGen | 2 | 32 | 3 | 0
QGen | 2 | 32 | 4 | 0
QGen | 2 | 32 | 5 | 0
QGen | 2 | 32 | 6 | 0
QGen | 2 | 32 | 7 | 0
QGen | 2 | 32 | 8 | 0
QGen | 2 | 32 | 9 | 0
QGen | 2 | 32 | 10 | 0
QGen | 2 | 32 | 11 | 0
QGen | 2 | 32 | 12 | 0
QGen | 2 | 32 | 13 | 0
QGen | 2 | 32 | 14 | 0
QGen | 2 | 32 | 15 | 0
QGen | 2 | 32 | 16 | 0
QGen | 2 | 32 | 17 | 0
QGen | 2 | 32 | 18 | 0
QGen | 2 | 32 | 19 | 0
QGen | 2 | 32 | 20 | 0
QGen | 2 | 32 | 21 | 0
QGen | 2 | 32 | 22 | 0
QGen | 2 | 32 | 23 | 0
QGen | 2 | 32 | 24 | 0
QGen | 2 | 33 | 1 | 0
QGen | 2 | 33 | 2 | 0
QGen | 2 | 33 | 3 | 0
QGen | 2 | 33 | 4 | 0
QGen | 2 | 33 | 5 | 0
QGen | 2 | 33 | 6 | 0
QGen | 2 | 33 | 7 | 0
QGen | 2 | 33 | 8 | 0
QGen | 2 | 33 | 9 | 0
QGen | 2 | 33 | 10 | 0
QGen | 2 | 33 | 11 | 0
QGen | 2 | 33 | 12 | 0
QGen | 2 | 33 | 13 | 0
QGen | 2 | 33 | 14 | 0
QGen | 2 | 33 | 15 | 0
QGen | 2 | 33 | 16 | 0
QGen | 2 | 33 | 17 | 0
QGen | 2 | 33 | 18 | 0
QGen | 2 | 33 | 19 | 0
QGen | 2 | 33 | 20 | 0
QGen | 2 | 33 | 21 | 0
QGen | 2 | 33 | 22 | 0
QGen | 2 | 33 | 23 | 0
QGen | 2 | 33 | 24 | 0
QGen | 3 | 1 | 1 | 0
QGen | 3 | 1 | 2 | 0
QGen | 3 | 1 | 3 | 0
QGen | 3 | 1 | 4 | 0
QGen | 3 | 1 | 5 | 0
QGen | 3 | 1 | 6 | 0
QGen | 3 | 1 | 7 | 0
QGen | 3 | 1 | 8 | 0
QGen | 3 | 1 | 9 | 0
QGen | 3 | 1 | 10 | 0
QGen | 3 | 1 | 11 | 0
QGen | 3 | 1 | 12 | 0
QGen | 3 | 1 | 13 | 0
QGen | 3 | 1 | 14 | 0
QGen | 3 | 1 | 15 | 0
QGen | 3 | 1 | 16 | 0
QGen | 3 | 1 | 17 | 0
QGen | 3 | 1 | 18 | 0
QGen | 3 | 1 | 19 | 0
QGen | 3 | 1 | 20 | 0
QGen | 3 | 1 | 21 | 0
QGen | 3 | 1 | 22 | 0
QGen | 3 | 1 | 23 | 0
QGen | 3 | 1 | 24 | 0
QGen | 3 | 2 | 1 | 0
QGen | 3 | 2 | 2 | 0
QGen | 3 | 2 | 3 | 0
QGen | 3 | 2 | 4 | 0
QGen | 3 | 2 | 5 | 0
QGen | 3 | 2 | 6 | 0
QGen | 3 | 2 | 7 | 0
QGen | 3 | 2 | 8 | 0
QGen | 3 | 2 | 9 | 0
QGen | 3 | 2 | 10 | 0
QGen | 3 | 2 | 11 | 0
QGen | 3 | 2 | 12 | 0
QGen | 3 | 2 | 13 | 0
QGen | 3 | 2 | 14 | 0
QGen | 3 | 2 | 15 | 0
QGen | 3 | 2 | 16 | 0
QGen | 3 | 2 | 17 | 0
QGen | 3 | 2 | 18 | 0
QGen | 3 | 2 | 19 | 0
QGen | 3 | 2 | 20 | 0
QGen | 3 | 2 | 21 | 0
QGen | 3 | 2 | 22 | 0
QGen | 3 | 2 | 23 | 0
QGen | 3 | 2 | 24 | 0
QGen | 3 | 3 | 1 | 0
QGen | 3 | 3 | 2 | 0
QGen | 3 | 3 | 3 | 0
QGen | 3 | 3 | 4 | 0
QGen | 3 | 3 | 5 | 0
QGen | 3 | 3 | 6 | 0
QGen | 3 | 3 | 7 | 0
QGen | 3 | 3 | 8 | 0
QGen | 3 | 3 | 9 | 0
QGen | 3 | 3 | 10 | 0
QGen | 3 | 3 | 11 | 0
QGen | 3 | 3 | 12 | 0
QGen | 3 | 3 | 13 | 0
QGen | 3 | 3 | 14 | 0
QGen | 3 | 3 | 15 | 0
QGen | 3 | 3 | 16 | 0
QGen | 3 | 3 | 17 | 0
QGen | 3 | 3 | 18 | 0
QGen | 3 | 3 | 19 | 0
QGen | 3 | 3 | 20 | 0
QGen | 3 | 3 | 21 | 0
QGen | 3 | 3 | 22 | 0
QGen | 3 | 3 | 23 | 0
QGen | 3 | 3 | 24 | 0
QGen | 3 | 4 | 1 | 0
QGen | 3 | 4 | 2 | 0
QGen | 3 | 4 | 3 | 0
QGen | 3 | 4 | 4 | 0
QGen | 3 | 4 | 5 | 0
QGen | 3 | 4 | 6 | 0
QGen | 3 | 4 | 7 | 0
QGen | 3 | 4 | 8 | 0
QGen | 3 | 4 | 9 | 0
QGen | 3 | 4 | 10 | 0
QGen | 3 | 4 | 11 | 0
QGen | 3 | 4 | 12 | 0
QGen | 3 | 4 | 13 | 0
QGen | 3 | 4 | 14 | 0
QGen | 3 | 4 | 15 | 0
QGen | 3 | 4 | 16 | 0
QGen | 3 | 4 | 17 | 0
QGen | 3 | 4 | 18 | 0
QGen | 3 | 4 | 19 | 0
QGen | 3 | 4 | 20 | 0
QGen | 3 | 4 | 21 | 0
QGen | 3 | 4 | 22 | 0
QGen | 3 | 4 | 23 | 0
QGen | 3 | 4 | 24 | 0
QGen | 3 | 5 | 1 | 0
QGen | 3 | 5 | 2 | 0
QGen | 3 | 5 | 3 | 0
QGen | 3 | 5 | 4 | 0
QGen | 3 | 5 | 5 | 0
QGen | 3 | 5 | 6 | 0
QGen | 3 | 5 | 7 | 0
QGen | 3 | 5 | 8 | 0
QGen | 3 | 5 | 9 | 0
QGen | 3 | 5 | 10 | 0
QGen | 3 | 5 | 11 | 0
QGen | 3 | 5 | 12 | 0
QGen | 3 | 5 | 13 | 0
QGen | 3 | 5 | 14 | 0
QGen | 3 | 5 | 15 | 0
QGen | 3 | 5 | 16 | 0
QGen | 3 | 5 | 17 | 0
QGen | 3 | 5 | 18 | 0
QGen | 3 | 5 | 19 | 0
QGen | 3 | 5 | 20 | 0
QGen | 3 | 5 | 21 | 0
QGen | 3 | 5 | 22 | 0
QGen | 3 | 5 | 23 | 0
QGen | 3 | 5 | 24 | 0
QGen | 3 | 6 | 1 | 0
QGen | 3 | 6 | 2 | 0
QGen | 3 | 6 | 3 | 0
QGen | 3 | 6 | 4 | 0
QGen | 3 | 6 | 5 | 0
QGen | 3 | 6 | 6 | 0
QGen | 3 | 6 | 7 | 0
QGen | 3 | 6 | 8 | 0
QGen | 3 | 6 | 9 | 0
QGen | 3 | 6 | 10 | 0
QGen | 3 | 6 | 11 | 0
QGen | 3 | 6 | 12 | 0
QGen | 3 | 6 | 13 | 0
QGen | 3 | 6 | 14 | 0
QGen | 3 | 6 | 15 | 0
QGen | 3 | 6 | 16 | 0
QGen | 3 | 6 | 17 | 0
QGen | 3 | 6 | 18 | 0
QGen | 3 | 6 | 19 | 0
QGen | 3 | 6 | 20 | 0
QGen | 3 | 6 | 21 | 0
QGen | 3 | 6 | 22 | 0
QGen | 3 | 6 | 23 | 0
QGen | 3 | 6 | 24 | 0
QGen | 3 | 7 | 1 | 0
QGen | 3 | 7 | 2 | 0
QGen | 3 | 7 | 3 | 0
QGen | 3 | 7 | 4 | 0
QGen | 3 | 7 | 5 | 0
QGen | 3 | 7 | 6 | 0
QGen | 3 | 7 | 7 | 0
QGen | 3 | 7 | 8 | 0
QGen | 3 | 7 | 9 | 0
QGen | 3 | 7 | 10 | 0
QGen | 3 | 7 | 11 | 0
QGen | 3 | 7 | 12 | 0
QGen | 3 | 7 | 13 | 0
QGen | 3 | 7 | 14 | 0
QGen | 3 | 7 | 15 | 0
QGen | 3 | 7 | 16 | 0
QGen | 3 | 7 | 17 | 0
QGen | 3 | 7 | 18 | 0
QGen | 3 | 7 | 19 | 0
QGen | 3 | 7 | 20 | 0
QGen | 3 | 7 | 21 | 0
QGen | 3 | 7 | 22 | 0
QGen | 3 | 7 | 23 | 0
QGen | 3 | 7 | 24 | 0
QGen | 3 | 8 | 1 | 0
QGen | 3 | 8 | 2 | 0
QGen | 3 | 8 | 3 | 0
QGen | 3 | 8 | 4 | 0
QGen | 3 | 8 | 5 | 0
QGen | 3 | 8 | 6 | 0
QGen | 3 | 8 | 7 | 0
QGen | 3 | 8 | 8 | 0
QGen | 3 | 8 | 9 | 0
QGen | 3 | 8 | 10 | 0
QGen | 3 | 8 | 11 | 0
QGen | 3 | 8 | 12 | 0
QGen | 3 | 8 | 13 | 0
QGen | 3 | 8 | 14 | 0
QGen | 3 | 8 | 15 | 0
QGen | 3 | 8 | 16 | 0
QGen | 3 | 8 | 17 | 0
QGen | 3 | 8 | 18 | 0
QGen | 3 | 8 | 19 | 0
QGen | 3 | 8 | 20 | 0
QGen | 3 | 8 | 21 | 0
QGen | 3 | 8 | 22 | 0
QGen | 3 | 8 | 23 | 0
QGen | 3 | 8 | 24 | 0
QGen | 3 | 9 | 1 | 0
QGen | 3 | 9 | 2 | 0
QGen | 3 | 9 | 3 | 0
QGen | 3 | 9 | 4 | 0
QGen | 3 | 9 | 5 | 0
QGen | 3 | 9 | 6 | 0
QGen | 3 | 9 | 7 | 0
QGen | 3 | 9 | 8 | 0
QGen | 3 | 9 | 9 | 0
QGen | 3 | 9 | 10 | 0
QGen | 3 | 9 | 11 | 0
QGen | 3 | 9 | 12 | 0
QGen | 3 | 9 | 13 | 0
QGen | 3 | 9 | 14 | 0
QGen | 3 | 9 | 15 | 0
QGen | 3 | 9 | 16 | 0
QGen | 3 | 9 | 17 | 0
QGen | 3 | 9 | 18 | 0
QGen | 3 | 9 | 19 | 0
QGen | 3 | 9 | 20 | 0
QGen | 3 | 9 | 21 | 0
QGen | 3 | 9 | 22 | 0
QGen | 3 | 9 | 23 | 0
QGen | 3 | 9 | 24 | 0
QGen | 3 | 10 | 1 | 0
QGen | 3 | 10 | 2 | 0
QGen | 3 | 10 | 3 | 0
QGen | 3 | 10 | 4 | 0
QGen | 3 | 10 | 5 | 0
QGen | 3 | 10 | 6 | 0
QGen | 3 | 10 | 7 | 0
QGen | 3 | 10 | 8 | 0
QGen | 3 | 10 | 9 | 0
QGen | 3 | 10 | 10 | 0
QGen | 3 | 10 | 11 | 0
QGen | 3 | 10 | 12 | 0
QGen | 3 | 10 | 13 | 0
QGen | 3 | 10 | 14 | 0
QGen | 3 | 10 | 15 | 0
QGen | 3 | 10 | 16 | 0
QGen | 3 | 10 | 17 | 0
QGen | 3 | 10 | 18 | 0
QGen | 3 | 10 | 19 | 0
QGen | 3 | 10 | 20 | 0
QGen | 3 | 10 | 21 | 0
QGen | 3 | 10 | 22 | 0
QGen | 3 | 10 | 23 | 0
QGen | 3 | 10 | 24 | 0
QGen | 3 | 11 | 1 | 0
QGen | 3 | 11 | 2 | 0
QGen | 3 | 11 | 3 | 0
QGen | 3 | 11 | 4 | 0
QGen | 3 | 11 | 5 | 0
QGen | 3 | 11 | 6 | 0
QGen | 3 | 11 | 7 | 0
QGen | 3 | 11 | 8 | 0
QGen | 3 | 11 | 9 | 0
QGen | 3 | 11 | 10 | 0
QGen | 3 | 11 | 11 | 0
QGen | 3 | 11 | 12 | 0
QGen | 3 | 11 | 13 | 0
QGen | 3 | 11 | 14 | 0
QGen | 3 | 11 | 15 | 0
QGen | 3 | 11 | 16 | 0
QGen | 3 | 11 | 17 | 0
QGen | 3 | 11 | 18 | 0
QGen | 3 | 11 | 19 | 0
QGen | 3 | 11 | 20 | 0
QGen | 3 | 11 | 21 | 0
QGen | 3 | 11 | 22 | 0
QGen | 3 | 11 | 23 | 0
QGen | 3 | 11 | 24 | 0
QGen | 3 | 12 | 1 | 0
QGen | 3 | 12 | 2 | 0
QGen | 3 | 12 | 3 | 0
QGen | 3 | 12 | 4 | 0
QGen | 3 | 12 | 5 | 0
QGen | 3 | 12 | 6 | 0
QGen | 3 | 12 | 7 | 0
QGen | 3 | 12 | 8 | 0
QGen | 3 | 12 | 9 | 0
QGen | 3 | 12 | 10 | 0
QGen | 3 | 12 | 11 | 0
QGen | 3 | 12 | 12 | 0
QGen | 3 | 12 | 13 | 0
QGen | 3 | 12 | 14 | 0
QGen | 3 | 12 | 15 | 0
QGen | 3 | 12 | 16 | 0
QGen | 3 | 12 | 17 | 0
QGen | 3 | 12 | 18 | 0
QGen | 3 | 12 | 19 | 0
QGen | 3 | 12 | 20 | 0
QGen | 3 | 12 | 21 | 0
QGen | 3 | 12 | 22 | 0
QGen | 3 | 12 | 23 | 0
QGen | 3 | 12 | 24 | 0
QGen | 3 | 13 | 1 | 0
QGen | 3 | 13 | 2 | 0
QGen | 3 | 13 | 3 | 0
QGen | 3 | 13 | 4 | 0
QGen | 3 | 13 | 5 | 0
QGen | 3 | 13 | 6 | 0
QGen | 3 | 13 | 7 | 0
QGen | 3 | 13 | 8 | 0
QGen | 3 | 13 | 9 | 0
QGen | 3 | 13 | 10 | 0
QGen | 3 | 13 | 11 | 0
QGen | 3 | 13 | 12 | 0
QGen | 3 | 13 | 13 | 0
QGen | 3 | 13 | 14 | 0
QGen | 3 | 13 | 15 | 0
QGen | 3 | 13 | 16 | 0
QGen | 3 | 13 | 17 | 0
QGen | 3 | 13 | 18 | 0
QGen | 3 | 13 | 19 | 0
QGen | 3 | 13 | 20 | 0
QGen | 3 | 13 | 21 | 0
QGen | 3 | 13 | 22 | 0
QGen | 3 | 13 | 23 | 0
QGen | 3 | 13 | 24 | 0
QGen | 3 | 14 | 1 | 0
QGen | 3 | 14 | 2 | 0
QGen | 3 | 14 | 3 | 0
QGen | 3 | 14 | 4 | 0
QGen | 3 | 14 | 5 | 0
QGen | 3 | 14 | 6 | 0
QGen | 3 | 14 | 7 | 0
QGen | 3 | 14 | 8 | 0
QGen | 3 | 14 | 9 | 0
QGen | 3 | 14 | 10 | 0
QGen | 3 | 14 | 11 | 0
QGen | 3 | 14 | 12 | 0
QGen | 3 | 14 | 13 | 0
QGen | 3 | 14 | 14 | 0
QGen | 3 | 14 | 15 | 0
QGen | 3 | 14 | 16 | 0
QGen | 3 | 14 | 17 | 0
QGen | 3 | 14 | 18 | 0
QGen | 3 | 14 | 19 | 0
QGen | 3 | 14 | 20 | 0
QGen | 3 | 14 | 21 | 0
QGen | 3 | 14 | 22 | 0
QGen | 3 | 14 | 23 | 0
QGen | 3 | 14 | 24 | 0
QGen | 3 | 15 | 1 | 0
QGen | 3 | 15 | 2 | 0
QGen | 3 | 15 | 3 | 0
QGen | 3 | 15 | 4 | 0
QGen | 3 | 15 | 5 | 0
QGen | 3 | 15 | 6 | 0
QGen | 3 | 15 | 7 | 0
QGen | 3 | 15 | 8 | 0
QGen | 3 | 15 | 9 | 0
QGen | 3 | 15 | 10 | 0
QGen | 3 | 15 | 11 | 0
QGen | 3 | 15 | 12 | 0
QGen | 3 | 15 | 13 | 0
QGen | 3 | 15 | 14 | 0
QGen | 3 | 15 | 15 | 0
QGen | 3 | 15 | 16 | 0
QGen | 3 | 15 | 17 | 0
QGen | 3 | 15 | 18 | 0
QGen | 3 | 15 | 19 | 0
QGen | 3 | 15 | 20 | 0
QGen | 3 | 15 | 21 | 0
QGen | 3 | 15 | 22 | 0
QGen | 3 | 15 | 23 | 0
QGen | 3 | 15 | 24 | 0
QGen | 3 | 16 | 1 | 0
QGen | 3 | 16 | 2 | 0
QGen | 3 | 16 | 3 | 0
QGen | 3 | 16 | 4 | 0
QGen | 3 | 16 | 5 | 0
QGen | 3 | 16 | 6 | 0
QGen | 3 | 16 | 7 | 0
QGen | 3 | 16 | 8 | 0
QGen | 3 | 16 | 9 | 0
QGen | 3 | 16 | 10 | 0
QGen | 3 | 16 | 11 | 0
QGen | 3 | 16 | 12 | 0
QGen | 3 | 16 | 13 | 0
QGen | 3 | 16 | 14 | 0
QGen | 3 | 16 | 15 | 0
QGen | 3 | 16 | 16 | 0
QGen | 3 | 16 | 17 | 0
QGen | 3 | 16 | 18 | 0
QGen | 3 | 16 | 19 | 0
QGen | 3 | 16 | 20 | 0
QGen | 3 | 16 | 21 | 0
QGen | 3 | 16 | 22 | 0
QGen | 3 | 16 | 23 | 0
QGen | 3 | 16 | 24 | 0
QGen | 3 | 17 | 1 | 0
QGen | 3 | 17 | 2 | 0
QGen | 3 | 17 | 3 | 0
QGen | 3 | 17 | 4 | 0
QGen | 3 | 17 | 5 | 0
QGen | 3 | 17 | 6 | 0
QGen | 3 | 17 | 7 | 0
QGen | 3 | 17 | 8 | 0
QGen | 3 | 17 | 9 | 0
QGen | 3 | 17 | 10 | 0
QGen | 3 | 17 | 11 | 0
QGen | 3 | 17 | 12 | 0
QGen | 3 | 17 | 13 | 0
QGen | 3 | 17 | 14 | 0
QGen | 3 | 17 | 15 | 0
QGen | 3 | 17 | 16 | 0
QGen | 3 | 17 | 17 | 0
QGen | 3 | 17 | 18 | 0
QGen | 3 | 17 | 19 | 0
QGen | 3 | 17 | 20 | 0
QGen | 3 | 17 | 21 | 0
QGen | 3 | 17 | 22 | 0
QGen | 3 | 17 | 23 | 0
QGen | 3 | 17 | 24 | 0
QGen | 3 | 18 | 1 | 0
QGen | 3 | 18 | 2 | 0
QGen | 3 | 18 | 3 | 0
QGen | 3 | 18 | 4 | 0
QGen | 3 | 18 | 5 | 0
QGen | 3 | 18 | 6 | 0
QGen | 3 | 18 | 7 | 0
QGen | 3 | 18 | 8 | 0
QGen | 3 | 18 | 9 | 0
QGen | 3 | 18 | 10 | 0
QGen | 3 | 18 | 11 | 0
QGen | 3 | 18 | 12 | 0
QGen | 3 | 18 | 13 | 0
QGen | 3 | 18 | 14 | 0
QGen | 3 | 18 | 15 | 0
QGen | 3 | 18 | 16 | 0
QGen | 3 | 18 | 17 | 0
QGen | 3 | 18 | 18 | 0
QGen | 3 | 18 | 19 | 0
QGen | 3 | 18 | 20 | 0
QGen | 3 | 18 | 21 | 0
QGen | 3 | 18 | 22 | 0
QGen | 3 | 18 | 23 | 0
QGen | 3 | 18 | 24 | 0
QGen | 3 | 19 | 1 | 0
QGen | 3 | 19 | 2 | 0
QGen | 3 | 19 | 3 | 0
QGen | 3 | 19 | 4 | 0
QGen | 3 | 19 | 5 | 0
QGen | 3 | 19 | 6 | 0
QGen | 3 | 19 | 7 | 0
QGen | 3 | 19 | 8 | 0
QGen | 3 | 19 | 9 | 0
QGen | 3 | 19 | 10 | 0
QGen | 3 | 19 | 11 | 0
QGen | 3 | 19 | 12 | 0
QGen | 3 | 19 | 13 | 0
QGen | 3 | 19 | 14 | 0
QGen | 3 | 19 | 15 | 0
QGen | 3 | 19 | 16 | 0
QGen | 3 | 19 | 17 | 0
QGen | 3 | 19 | 18 | 0
QGen | 3 | 19 | 19 | 0
QGen | 3 | 19 | 20 | 0
QGen | 3 | 19 | 21 | 0
QGen | 3 | 19 | 22 | 0
QGen | 3 | 19 | 23 | 0
QGen | 3 | 19 | 24 | 0
QGen | 3 | 20 | 1 | 0
QGen | 3 | 20 | 2 | 0
QGen | 3 | 20 | 3 | 0
QGen | 3 | 20 | 4 | 0
QGen | 3 | 20 | 5 | 0
QGen | 3 | 20 | 6 | 0
QGen | 3 | 20 | 7 | 0
QGen | 3 | 20 | 8 | 0
QGen | 3 | 20 | 9 | 0
QGen | 3 | 20 | 10 | 0
QGen | 3 | 20 | 11 | 0
QGen | 3 | 20 | 12 | 0
QGen | 3 | 20 | 13 | 0
QGen | 3 | 20 | 14 | 0
QGen | 3 | 20 | 15 | 0
QGen | 3 | 20 | 16 | 0
QGen | 3 | 20 | 17 | 0
QGen | 3 | 20 | 18 | 0
QGen | 3 | 20 | 19 | 0
QGen | 3 | 20 | 20 | 0
QGen | 3 | 20 | 21 | 0
QGen | 3 | 20 | 22 | 0
QGen | 3 | 20 | 23 | 0
QGen | 3 | 20 | 24 | 0
QGen | 3 | 21 | 1 | 0
QGen | 3 | 21 | 2 | 0
QGen | 3 | 21 | 3 | 0
QGen | 3 | 21 | 4 | 0
QGen | 3 | 21 | 5 | 0
QGen | 3 | 21 | 6 | 0
QGen | 3 | 21 | 7 | 0
QGen | 3 | 21 | 8 | 0
QGen | 3 | 21 | 9 | 0
QGen | 3 | 21 | 10 | 0
QGen | 3 | 21 | 11 | 0
QGen | 3 | 21 | 12 | 0
QGen | 3 | 21 | 13 | 0
QGen | 3 | 21 | 14 | 0
QGen | 3 | 21 | 15 | 0
QGen | 3 | 21 | 16 | 0
QGen | 3 | 21 | 17 | 0
QGen | 3 | 21 | 18 | 0
QGen | 3 | 21 | 19 | 0
QGen | 3 | 21 | 20 | 0
QGen | 3 | 21 | 21 | 0
QGen | 3 | 21 | 22 | 0
QGen | 3 | 21 | 23 | 0
QGen | 3 | 21 | 24 | 0
QGen | 3 | 22 | 1 | 0
QGen | 3 | 22 | 2 | 0
QGen | 3 | 22 | 3 | 0
QGen | 3 | 22 | 4 | 0
QGen | 3 | 22 | 5 | 0
QGen | 3 | 22 | 6 | 0
QGen | 3 | 22 | 7 | 0
QGen | 3 | 22 | 8 | 0
QGen | 3 | 22 | 9 | 0
QGen | 3 | 22 | 10 | 0
QGen | 3 | 22 | 11 | 0
QGen | 3 | 22 | 12 | 0
QGen | 3 | 22 | 13 | 0
QGen | 3 | 22 | 14 | 0
QGen | 3 | 22 | 15 | 0
QGen | 3 | 22 | 16 | 0
QGen | 3 | 22 | 17 | 0
QGen | 3 | 22 | 18 | 0
QGen | 3 | 22 | 19 | 0
QGen | 3 | 22 | 20 | 0
QGen | 3 | 22 | 21 | 0
QGen | 3 | 22 | 22 | 0
QGen | 3 | 22 | 23 | 0
QGen | 3 | 22 | 24 | 0
QGen | 3 | 23 | 1 | 0
QGen | 3 | 23 | 2 | 0
QGen | 3 | 23 | 3 | 0
QGen | 3 | 23 | 4 | 0
QGen | 3 | 23 | 5 | 0
QGen | 3 | 23 | 6 | 0
QGen | 3 | 23 | 7 | 0
QGen | 3 | 23 | 8 | 0
QGen | 3 | 23 | 9 | 0
QGen | 3 | 23 | 10 | 0
QGen | 3 | 23 | 11 | 0
QGen | 3 | 23 | 12 | 0
QGen | 3 | 23 | 13 | 0
QGen | 3 | 23 | 14 | 0
QGen | 3 | 23 | 15 | 0
QGen | 3 | 23 | 16 | 0
QGen | 3 | 23 | 17 | 0
QGen | 3 | 23 | 18 | 0
QGen | 3 | 23 | 19 | 0
QGen | 3 | 23 | 20 | 0
QGen | 3 | 23 | 21 | 0
QGen | 3 | 23 | 22 | 0
QGen | 3 | 23 | 23 | 0
QGen | 3 | 23 | 24 | 0
QGen | 3 | 24 | 1 | 0
QGen | 3 | 24 | 2 | 0
QGen | 3 | 24 | 3 | 0
QGen | 3 | 24 | 4 | 0
QGen | 3 | 24 | 5 | 0
QGen | 3 | 24 | 6 | 0
QGen | 3 | 24 | 7 | 0
QGen | 3 | 24 | 8 | 0
QGen | 3 | 24 | 9 | 0
QGen | 3 | 24 | 10 | 0
QGen | 3 | 24 | 11 | 0
QGen | 3 | 24 | 12 | 0
QGen | 3 | 24 | 13 | 0
QGen | 3 | 24 | 14 | 0
QGen | 3 | 24 | 15 | 0
QGen | 3 | 24 | 16 | 0
QGen | 3 | 24 | 17 | 0
QGen | 3 | 24 | 18 | 0
QGen | 3 | 24 | 19 | 0
QGen | 3 | 24 | 20 | 0
QGen | 3 | 24 | 21 | 0
QGen | 3 | 24 | 22 | 0
QGen | 3 | 24 | 23 | 0
QGen | 3 | 24 | 24 | 0
QGen | 3 | 25 | 1 | 0
QGen | 3 | 25 | 2 | 0
QGen | 3 | 25 | 3 | 0
QGen | 3 | 25 | 4 | 0
QGen | 3 | 25 | 5 | 0
QGen | 3 | 25 | 6 | 0
QGen | 3 | 25 | 7 | 0
QGen | 3 | 25 | 8 | 0
QGen | 3 | 25 | 9 | 0
QGen | 3 | 25 | 10 | 0
QGen | 3 | 25 | 11 | 0
QGen | 3 | 25 | 12 | 0
QGen | 3 | 25 | 13 | 0
QGen | 3 | 25 | 14 | 0
QGen | 3 | 25 | 15 | 0
QGen | 3 | 25 | 16 | 0
QGen | 3 | 25 | 17 | 0
QGen | 3 | 25 | 18 | 0
QGen | 3 | 25 | 19 | 0
QGen | 3 | 25 | 20 | 0
QGen | 3 | 25 | 21 | 0
QGen | 3 | 25 | 22 | 0
QGen | 3 | 25 | 23 | 0
QGen | 3 | 25 | 24 | 0
QGen | 3 | 26 | 1 | 0
QGen | 3 | 26 | 2 | 0
QGen | 3 | 26 | 3 | 0
QGen | 3 | 26 | 4 | 0
QGen | 3 | 26 | 5 | 0
QGen | 3 | 26 | 6 | 0
QGen | 3 | 26 | 7 | 0
QGen | 3 | 26 | 8 | 0
QGen | 3 | 26 | 9 | 0
QGen | 3 | 26 | 10 | 0
QGen | 3 | 26 | 11 | 0
QGen | 3 | 26 | 12 | 0
QGen | 3 | 26 | 13 | 0
QGen | 3 | 26 | 14 | 0
QGen | 3 | 26 | 15 | 0
QGen | 3 | 26 | 16 | 0
QGen | 3 | 26 | 17 | 0
QGen | 3 | 26 | 18 | 0
QGen | 3 | 26 | 19 | 0
QGen | 3 | 26 | 20 | 0
QGen | 3 | 26 | 21 | 0
QGen | 3 | 26 | 22 | 0
QGen | 3 | 26 | 23 | 0
QGen | 3 | 26 | 24 | 0
QGen | 3 | 27 | 1 | 0
QGen | 3 | 27 | 2 | 0
QGen | 3 | 27 | 3 | 0
QGen | 3 | 27 | 4 | 0
QGen | 3 | 27 | 5 | 0
QGen | 3 | 27 | 6 | 0
QGen | 3 | 27 | 7 | 0
QGen | 3 | 27 | 8 | 0
QGen | 3 | 27 | 9 | 0
QGen | 3 | 27 | 10 | 0
QGen | 3 | 27 | 11 | 0
QGen | 3 | 27 | 12 | 0
QGen | 3 | 27 | 13 | 0
QGen | 3 | 27 | 14 | 0
QGen | 3 | 27 | 15 | 0
QGen | 3 | 27 | 16 | 0
QGen | 3 | 27 | 17 | 0
QGen | 3 | 27 | 18 | 0
QGen | 3 | 27 | 19 | 0
QGen | 3 | 27 | 20 | 0
QGen | 3 | 27 | 21 | 0
QGen | 3 | 27 | 22 | 0
QGen | 3 | 27 | 23 | 0
QGen | 3 | 27 | 24 | 0
QGen | 3 | 28 | 1 | 0
QGen | 3 | 28 | 2 | 0
QGen | 3 | 28 | 3 | 0
QGen | 3 | 28 | 4 | 0
QGen | 3 | 28 | 5 | 0
QGen | 3 | 28 | 6 | 0
QGen | 3 | 28 | 7 | 0
QGen | 3 | 28 | 8 | 0
QGen | 3 | 28 | 9 | 0
QGen | 3 | 28 | 10 | 0
QGen | 3 | 28 | 11 | 0
QGen | 3 | 28 | 12 | 0
QGen | 3 | 28 | 13 | 0
QGen | 3 | 28 | 14 | 0
QGen | 3 | 28 | 15 | 0
QGen | 3 | 28 | 16 | 0
QGen | 3 | 28 | 17 | 0
QGen | 3 | 28 | 18 | 0
QGen | 3 | 28 | 19 | 0
QGen | 3 | 28 | 20 | 0
QGen | 3 | 28 | 21 | 0
QGen | 3 | 28 | 22 | 0
QGen | 3 | 28 | 23 | 0
QGen | 3 | 28 | 24 | 0
QGen | 3 | 29 | 1 | 0
QGen | 3 | 29 | 2 | 0
QGen | 3 | 29 | 3 | 0
QGen | 3 | 29 | 4 | 0
QGen | 3 | 29 | 5 | 0
QGen | 3 | 29 | 6 | 0
QGen | 3 | 29 | 7 | 0.00042158
QGen | 3 | 29 | 8 | 0.0020604
QGen | 3 | 29 | 9 | 0.0040071
QGen | 3 | 29 | 10 | 0.0057207
QGen | 3 | 29 | 11 | 0.0060661
QGen | 3 | 29 | 12 | 0.0065149
QGen | 3 | 29 | 13 | 0.0070148
QGen | 3 | 29 | 14 | 0.0066758
QGen | 3 | 29 | 15 | 0.00743
QGen | 3 | 29 | 16 | 0.0065358
QGen | 3 | 29 | 17 | 0.0052899
QGen | 3 | 29 | 18 | 0.0035873
QGen | 3 | 29 | 19 | 0.0017083
QGen | 3 | 29 | 20 | 0.00094234
QGen | 3 | 29 | 21 | 0.0006979
QGen | 3 | 29 | 22 | 0.00033372
QGen | 3 | 29 | 23 | 0.00015269
QGen | 3 | 29 | 24 | 0
QGen | 3 | 30 | 1 | 0
QGen | 3 | 30 | 2 | 0
QGen | 3 | 30 | 3 | 0
QGen | 3 | 30 | 4 | 0
QGen | 3 | 30 | 5 | 0
QGen | 3 | 30 | 6 | 0
QGen | 3 | 30 | 7 | 0
QGen | 3 | 30 | 8 | 0
QGen | 3 | 30 | 9 | 0
QGen | 3 | 30 | 10 | 0
QGen | 3 | 30 | 11 | 0
QGen | 3 | 30 | 12 | 0
QGen | 3 | 30 | 13 | 0
QGen | 3 | 30 | 14 | 0
QGen | 3 | 30 | 15 | 0
QGen | 3 | 30 | 16 | 0
QGen | 3 | 30 | 17 | 0
QGen | 3 | 30 | 18 | 0
QGen | 3 | 30 | 19 | 0
QGen | 3 | 30 | 20 | 0
QGen | 3 | 30 | 21 | 0
QGen | 3 | 30 | 22 | 0
QGen | 3 | 30 | 23 | 0
QGen | 3 | 30 | 24 | 0
QGen | 3 | 31 | 1 | 0
QGen | 3 | 31 | 2 | 0
QGen | 3 | 31 | 3 | 0
QGen | 3 | 31 | 4 | 0
QGen | 3 | 31 | 5 | 0
QGen | 3 | 31 | 6 | 0
QGen | 3 | 31 | 7 | 0
QGen | 3 | 31 | 8 | 0
QGen | 3 | 31 | 9 | 0
QGen | 3 | 31 | 10 | 0
QGen | 3 | 31 | 11 | 0
QGen | 3 | 31 | 12 | 0
QGen | 3 | 31 | 13 | 0
QGen | 3 | 31 | 14 | 0
QGen | 3 | 31 | 15 | 0
QGen | 3 | 31 | 16 | 0
QGen | 3 | 31 | 17 | 0
QGen | 3 | 31 | 18 | 0
QGen | 3 | 31 | 19 | 0
QGen | 3 | 31 | 20 | 0
QGen | 3 | 31 | 21 | 0
QGen | 3 | 31 | 22 | 0
QGen | 3 | 31 | 23 | 0
QGen | 3 | 31 | 24 | 0
QGen | 3 | 32 | 1 | 0
QGen | 3 | 32 | 2 | 0
QGen | 3 | 32 | 3 | 0
QGen | 3 | 32 | 4 | 0
QGen | 3 | 32 | 5 | 0
QGen | 3 | 32 | 6 | 0
QGen | 3 | 32 | 7 | 0
QGen | 3 | 32 | 8 | 0
QGen | 3 | 32 | 9 | 0
QGen | 3 | 32 | 10 | 0
QGen | 3 | 32 | 11 | 0
QGen | 3 | 32 | 12 | 0
QGen | 3 | 32 | 13 | 0
QGen | 3 | 32 | 14 | 0
QGen | 3 | 32 | 15 | 0
QGen | 3 | 32 | 16 | 0
QGen | 3 | 32 | 17 | 0
QGen | 3 | 32 | 18 | 0
QGen | 3 | 32 | 19 | 0
QGen | 3 | 32 | 20 | 0
QGen | 3 | 32 | 21 | 0
QGen | 3 | 32 | 22 | 0
QGen | 3 | 32 | 23 | 0
QGen | 3 | 32 | 24 | 0
QGen | 3 | 33 | 1 | 0
QGen | 3 | 33 | 2 | 0
QGen | 3 | 33 | 3 | 0
QGen | 3 | 33 | 4 | 0
QGen | 3 | 33 | 5 | 0
QGen | 3 | 33 | 6 | 0
QGen | 3 | 33 | 7 | 0
QGen | 3 | 33 | 8 | 0
QGen | 3 | 33 | 9 | 0
QGen | 3 | 33 | 10 | 0
QGen | 3 | 33 | 11 | 0
QGen | 3 | 33 | 12 | 0
QGen | 3 | 33 | 13 | 0
QGen | 3 | 33 | 14 | 0
QGen | 3 | 33 | 15 | 0
QGen | 3 | 33 | 16 | 0
QGen | 3 | 33 | 17 | 0
QGen | 3 | 33 | 18 | 0
QGen | 3 | 33 | 19 | 0
QGen | 3 | 33 | 20 | 0
QGen | 3 | 33 | 21 | 0
QGen | 3 | 33 | 22 | 0
QGen | 3 | 33 | 23 | 0
QGen | 3 | 33 | 24 | 0
QGen | 4 | 1 | 1 | 0
QGen | 4 | 1 | 2 | 0
QGen | 4 | 1 | 3 | 0
QGen | 4 | 1 | 4 | 0
QGen | 4 | 1 | 5 | 0
QGen | 4 | 1 | 6 | 0
QGen | 4 | 1 | 7 | 0
QGen | 4 | 1 | 8 | 0
QGen | 4 | 1 | 9 | 0
QGen | 4 | 1 | 10 | 0
QGen | 4 | 1 | 11 | 0
QGen | 4 | 1 | 12 | 0
QGen | 4 | 1 | 13 | 0
QGen | 4 | 1 | 14 | 0
QGen | 4 | 1 | 15 | 0
QGen | 4 | 1 | 16 | 0
QGen | 4 | 1 | 17 | 0
QGen | 4 | 1 | 18 | 0
QGen | 4 | 1 | 19 | 0
QGen | 4 | 1 | 20 | 0
QGen | 4 | 1 | 21 | 0
QGen | 4 | 1 | 22 | 0
QGen | 4 | 1 | 23 | 0
QGen | 4 | 1 | 24 | 0
QGen | 4 | 2 | 1 | 0
QGen | 4 | 2 | 2 | 0
QGen | 4 | 2 | 3 | 0
QGen | 4 | 2 | 4 | 0
QGen | 4 | 2 | 5 | 0
QGen | 4 | 2 | 6 | 0
QGen | 4 | 2 | 7 | 0
QGen | 4 | 2 | 8 | 0
QGen | 4 | 2 | 9 | 0
QGen | 4 | 2 | 10 | 0
QGen | 4 | 2 | 11 | 0
QGen | 4 | 2 | 12 | 0
QGen | 4 | 2 | 13 | 0
QGen | 4 | 2 | 14 | 0
QGen | 4 | 2 | 15 | 0
QGen | 4 | 2 | 16 | 0
QGen | 4 | 2 | 17 | 0
QGen | 4 | 2 | 18 | 0
QGen | 4 | 2 | 19 | 0
QGen | 4 | 2 | 20 | 0
QGen | 4 | 2 | 21 | 0
QGen | 4 | 2 | 22 | 0
QGen | 4 | 2 | 23 | 0
QGen | 4 | 2 | 24 | 0
QGen | 4 | 3 | 1 | 0
QGen | 4 | 3 | 2 | 0
QGen | 4 | 3 | 3 | 0
QGen | 4 | 3 | 4 | 0
QGen | 4 | 3 | 5 | 0
QGen | 4 | 3 | 6 | 0
QGen | 4 | 3 | 7 | 0
QGen | 4 | 3 | 8 | 0
QGen | 4 | 3 | 9 | 0
QGen | 4 | 3 | 10 | 0
QGen | 4 | 3 | 11 | 0
QGen | 4 | 3 | 12 | 0
QGen | 4 | 3 | 13 | 0
QGen | 4 | 3 | 14 | 0
QGen | 4 | 3 | 15 | 0
QGen | 4 | 3 | 16 | 0
QGen | 4 | 3 | 17 | 0
QGen | 4 | 3 | 18 | 0
QGen | 4 | 3 | 19 | 0
QGen | 4 | 3 | 20 | 0
QGen | 4 | 3 | 21 | 0
QGen | 4 | 3 | 22 | 0
QGen | 4 | 3 | 23 | 0
QGen | 4 | 3 | 24 | 0
QGen | 4 | 4 | 1 | 0
QGen | 4 | 4 | 2 | 0
QGen | 4 | 4 | 3 | 0
QGen | 4 | 4 | 4 | 0
QGen | 4 | 4 | 5 | 0
QGen | 4 | 4 | 6 | 0
QGen | 4 | 4 | 7 | 0
QGen | 4 | 4 | 8 | 0
QGen | 4 | 4 | 9 | 0
QGen | 4 | 4 | 10 | 0
QGen | 4 | 4 | 11 | 0
QGen | 4 | 4 | 12 | 0
QGen | 4 | 4 | 13 | 0
QGen | 4 | 4 | 14 | 0
QGen | 4 | 4 | 15 | 0
QGen | 4 | 4 | 16 | 0
QGen | 4 | 4 | 17 | 0
QGen | 4 | 4 | 18 | 0
QGen | 4 | 4 | 19 | 0
QGen | 4 | 4 | 20 | 0
QGen | 4 | 4 | 21 | 0
QGen | 4 | 4 | 22 | 0
QGen | 4 | 4 | 23 | 0
QGen | 4 | 4 | 24 | 0
QGen | 4 | 5 | 1 | 0
QGen | 4 | 5 | 2 | 0
QGen | 4 | 5 | 3 | 0
QGen | 4 | 5 | 4 | 0
QGen | 4 | 5 | 5 | 0
QGen | 4 | 5 | 6 | 0
QGen | 4 | 5 | 7 | 0
QGen | 4 | 5 | 8 | 0
QGen | 4 | 5 | 9 | 0
QGen | 4 | 5 | 10 | 0
QGen | 4 | 5 | 11 | 0
QGen | 4 | 5 | 12 | 0
QGen | 4 | 5 | 13 | 0
QGen | 4 | 5 | 14 | 0
QGen | 4 | 5 | 15 | 0
QGen | 4 | 5 | 16 | 0
QGen | 4 | 5 | 17 | 0
QGen | 4 | 5 | 18 | 0
QGen | 4 | 5 | 19 | 0
QGen | 4 | 5 | 20 | 0
QGen | 4 | 5 | 21 | 0
QGen | 4 | 5 | 22 | 0
QGen | 4 | 5 | 23 | 0
QGen | 4 | 5 | 24 | 0
QGen | 4 | 6 | 1 | 0
QGen | 4 | 6 | 2 | 0
QGen | 4 | 6 | 3 | 0
QGen | 4 | 6 | 4 | 0
QGen | 4 | 6 | 5 | 0
QGen | 4 | 6 | 6 | 0
QGen | 4 | 6 | 7 | 0
QGen | 4 | 6 | 8 | 0
QGen | 4 | 6 | 9 | 0
QGen | 4 | 6 | 10 | 0
QGen | 4 | 6 | 11 | 0
QGen | 4 | 6 | 12 | 0
QGen | 4 | 6 | 13 | 0
QGen | 4 | 6 | 14 | 0
QGen | 4 | 6 | 15 | 0
QGen | 4 | 6 | 16 | 0
QGen | 4 | 6 | 17 | 0
QGen | 4 | 6 | 18 | 0
QGen | 4 | 6 | 19 | 0
QGen | 4 | 6 | 20 | 0
QGen | 4 | 6 | 21 | 0
QGen | 4 | 6 | 22 | 0
QGen | 4 | 6 | 23 | 0
QGen | 4 | 6 | 24 | 0
QGen | 4 | 7 | 1 | 0
QGen | 4 | 7 | 2 | 0
QGen | 4 | 7 | 3 | 0
QGen | 4 | 7 | 4 | 0
QGen | 4 | 7 | 5 | 0
QGen | 4 | 7 | 6 | 0
QGen | 4 | 7 | 7 | 0
QGen | 4 | 7 | 8 | 0
QGen | 4 | 7 | 9 | 0
QGen | 4 | 7 | 10 | 0
QGen | 4 | 7 | 11 | 0
QGen | 4 | 7 | 12 | 0
QGen | 4 | 7 | 13 | 0
QGen | 4 | 7 | 14 | 0
QGen | 4 | 7 | 15 | 0
QGen | 4 | 7 | 16 | 0
QGen | 4 | 7 | 17 | 0
QGen | 4 | 7 | 18 | 0
QGen | 4 | 7 | 19 | 0
QGen | 4 | 7 | 20 | 0
QGen | 4 | 7 | 21 | 0
QGen | 4 | 7 | 22 | 0
QGen | 4 | 7 | 23 | 0
QGen | 4 | 7 | 24 | 0
QGen | 4 | 8 | 1 | 0
QGen | 4 | 8 | 2 | 0
QGen | 4 | 8 | 3 | 0
QGen | 4 | 8 | 4 | 0
QGen | 4 | 8 | 5 | 0
QGen | 4 | 8 | 6 | 0
QGen | 4 | 8 | 7 | 0
QGen | 4 | 8 | 8 | 0
QGen | 4 | 8 | 9 | 0
QGen | 4 | 8 | 10 | 0
QGen | 4 | 8 | 11 | 0
QGen | 4 | 8 | 12 | 0
QGen | 4 | 8 | 13 | 0
QGen | 4 | 8 | 14 | 0
QGen | 4 | 8 | 15 | 0
QGen | 4 | 8 | 16 | 0
QGen | 4 | 8 | 17 | 0
QGen | 4 | 8 | 18 | 0
QGen | 4 | 8 | 19 | 0
QGen | 4 | 8 | 20 | 0
QGen | 4 | 8 | 21 | 0
QGen | 4 | 8 | 22 | 0
QGen | 4 | 8 | 23 | 0
QGen | 4 | 8 | 24 | 0
QGen | 4 | 9 | 1 | 0
QGen | 4 | 9 | 2 | 0
QGen | 4 | 9 | 3 | 0
QGen | 4 | 9 | 4 | 0
QGen | 4 | 9 | 5 | 0
QGen | 4 | 9 | 6 | 0
QGen | 4 | 9 | 7 | 0
QGen | 4 | 9 | 8 | 0
QGen | 4 | 9 | 9 | 0
QGen | 4 | 9 | 10 | 0
QGen | 4 | 9 | 11 | 0
QGen | 4 | 9 | 12 | 0
QGen | 4 | 9 | 13 | 0
QGen | 4 | 9 | 14 | 0
QGen | 4 | 9 | 15 | 0
QGen | 4 | 9 | 16 | 0
QGen | 4 | 9 | 17 | 0
QGen | 4 | 9 | 18 | 0
QGen | 4 | 9 | 19 | 0
QGen | 4 | 9 | 20 | 0
QGen | 4 | 9 | 21 | 0
QGen | 4 | 9 | 22 | 0
QGen | 4 | 9 | 23 | 0
QGen | 4 | 9 | 24 | 0
QGen | 4 | 10 | 1 | 0
QGen | 4 | 10 | 2 | 0
QGen | 4 | 10 | 3 | 0
QGen | 4 | 10 | 4 | 0
QGen | 4 | 10 | 5 | 0
QGen | 4 | 10 | 6 | 0
QGen | 4 | 10 | 7 | 0
QGen | 4 | 10 | 8 | 0
QGen | 4 | 10 | 9 | 0
QGen | 4 | 10 | 10 | 0
QGen | 4 | 10 | 11 | 0
QGen | 4 | 10 | 12 | 0
QGen | 4 | 10 | 13 | 0
QGen | 4 | 10 | 14 | 0
QGen | 4 | 10 | 15 | 0
QGen | 4 | 10 | 16 | 0
QGen | 4 | 10 | 17 | 0
QGen | 4 | 10 | 18 | 0
QGen | 4 | 10 | 19 | 0
QGen | 4 | 10 | 20 | 0
QGen | 4 | 10 | 21 | 0
QGen | 4 | 10 | 22 | 0
QGen | 4 | 10 | 23 | 0
QGen | 4 | 10 | 24 | 0
QGen | 4 | 11 | 1 | 0
QGen | 4 | 11 | 2 | 0
QGen | 4 | 11 | 3 | 0
QGen | 4 | 11 | 4 | 0
QGen | 4 | 11 | 5 | 0
QGen | 4 | 11 | 6 | 0
QGen | 4 | 11 | 7 | 0
QGen | 4 | 11 | 8 | 0
QGen | 4 | 11 | 9 | 0
QGen | 4 | 11 | 10 | 0
QGen | 4 | 11 | 11 | 0
QGen | 4 | 11 | 12 | 0
QGen | 4 | 11 | 13 | 0
QGen | 4 | 11 | 14 | 0
QGen | 4 | 11 | 15 | 0
QGen | 4 | 11 | 16 | 0
QGen | 4 | 11 | 17 | 0
QGen | 4 | 11 | 18 | 0
QGen | 4 | 11 | 19 | 0
QGen | 4 | 11 | 20 | 0
QGen | 4 | 11 | 21 | 0
QGen | 4 | 11 | 22 | 0
QGen | 4 | 11 | 23 | 0
QGen | 4 | 11 | 24 | 0
QGen | 4 | 12 | 1 | 0
QGen | 4 | 12 | 2 | 0
QGen | 4 | 12 | 3 | 0
QGen | 4 | 12 | 4 | 0
QGen | 4 | 12 | 5 | 0
QGen | 4 | 12 | 6 | 0
QGen | 4 | 12 | 7 | 0
QGen | 4 | 12 | 8 | 0
QGen | 4 | 12 | 9 | 0
QGen | 4 | 12 | 10 | 0
QGen | 4 | 12 | 11 | 0
QGen | 4 | 12 | 12 | 0
QGen | 4 | 12 | 13 | 0
QGen | 4 | 12 | 14 | 0
QGen | 4 | 12 | 15 | 0
QGen | 4 | 12 | 16 | 0
QGen | 4 | 12 | 17 | 0
QGen | 4 | 12 | 18 | 0
QGen | 4 | 12 | 19 | 0
QGen | 4 | 12 | 20 | 0
QGen | 4 | 12 | 21 | 0
QGen | 4 | 12 | 22 | 0
QGen | 4 | 12 | 23 | 0
QGen | 4 | 12 | 24 | 0
QGen | 4 | 13 | 1 | 0
QGen | 4 | 13 | 2 | 0
QGen | 4 | 13 | 3 | 0
QGen | 4 | 13 | 4 | 0
QGen | 4 | 13 | 5 | 0
QGen | 4 | 13 | 6 | 0
QGen | 4 | 13 | 7 | 0
QGen | 4 | 13 | 8 | 0
QGen | 4 | 13 | 9 | 0
QGen | 4 | 13 | 10 | 0
QGen | 4 | 13 | 11 | 0
QGen | 4 | 13 | 12 | 0
QGen | 4 | 13 | 13 | 0
QGen | 4 | 13 | 14 | 0
QGen | 4 | 13 | 15 | 0
QGen | 4 | 13 | 16 | 0
QGen | 4 | 13 | 17 | 0
QGen | 4 | 13 | 18 | 0
QGen | 4 | 13 | 19 | 0
QGen | 4 | 13 | 20 | 0
QGen | 4 | 13 | 21 | 0
QGen | 4 | 13 | 22 | 0
QGen | 4 | 13 | 23 | 0
QGen | 4 | 13 | 24 | 0
QGen | 4 | 14 | 1 | 0
QGen | 4 | 14 | 2 | 0
QGen | 4 | 14 | 3 | 0
QGen | 4 | 14 | 4 | 0
QGen | 4 | 14 | 5 | 0
QGen | 4 | 14 | 6 | 0
QGen | 4 | 14 | 7 | 0
QGen | 4 | 14 | 8 | 0
QGen | 4 | 14 | 9 | 0
QGen | 4 | 14 | 10 | 0
QGen | 4 | 14 | 11 | 0
QGen | 4 | 14 | 12 | 0
QGen | 4 | 14 | 13 | 0
QGen | 4 | 14 | 14 | 0
QGen | 4 | 14 | 15 | 0
QGen | 4 | 14 | 16 | 0
QGen | 4 | 14 | 17 | 0
QGen | 4 | 14 | 18 | 0
QGen | 4 | 14 | 19 | 0
QGen | 4 | 14 | 20 | 0
QGen | 4 | 14 | 21 | 0
QGen | 4 | 14 | 22 | 0
QGen | 4 | 14 | 23 | 0
QGen | 4 | 14 | 24 | 0
QGen | 4 | 15 | 1 | 0
QGen | 4 | 15 | 2 | 0
QGen | 4 | 15 | 3 | 0
QGen | 4 | 15 | 4 | 0
QGen | 4 | 15 | 5 | 0
QGen | 4 | 15 | 6 | 0
QGen | 4 | 15 | 7 | 0
QGen | 4 | 15 | 8 | 0
QGen | 4 | 15 | 9 | 0
QGen | 4 | 15 | 10 | 0
QGen | 4 | 15 | 11 | 0
QGen | 4 | 15 | 12 | 0
QGen | 4 | 15 | 13 | 0
QGen | 4 | 15 | 14 | 0
QGen | 4 | 15 | 15 | 0
QGen | 4 | 15 | 16 | 0
QGen | 4 | 15 | 17 | 0
QGen | 4 | 15 | 18 | 0
QGen | 4 | 15 | 19 | 0
QGen | 4 | 15 | 20 | 0
QGen | 4 | 15 | 21 | 0
QGen | 4 | 15 | 22 | 0
QGen | 4 | 15 | 23 | 0
QGen | 4 | 15 | 24 | 0
QGen | 4 | 16 | 1 | 0
QGen | 4 | 16 | 2 | 0
QGen | 4 | 16 | 3 | 0
QGen | 4 | 16 | 4 | 0
QGen | 4 | 16 | 5 | 0
QGen | 4 | 16 | 6 | 0
QGen | 4 | 16 | 7 | 0
QGen | 4 | 16 | 8 | 0
QGen | 4 | 16 | 9 | 0
QGen | 4 | 16 | 10 | 0
QGen | 4 | 16 | 11 | 0
QGen | 4 | 16 | 12 | 0
QGen | 4 | 16 | 13 | 0
QGen | 4 | 16 | 14 | 0
QGen | 4 | 16 | 15 | 0
QGen | 4 | 16 | 16 | 0
QGen | 4 | 16 | 17 | 0
QGen | 4 | 16 | 18 | 0
QGen | 4 | 16 | 19 | 0
QGen | 4 | 16 | 20 | 0
QGen | 4 | 16 | 21 | 0
QGen | 4 | 16 | 22 | 0
QGen | 4 | 16 | 23 | 0
QGen | 4 | 16 | 24 | 0
QGen | 4 | 17 | 1 | 0
QGen | 4 | 17 | 2 | 0
QGen | 4 | 17 | 3 | 0
QGen | 4 | 17 | 4 | 0
QGen | 4 | 17 | 5 | 0
QGen | 4 | 17 | 6 | 0
QGen | 4 | 17 | 7 | 0
QGen | 4 | 17 | 8 | 0
QGen | 4 | 17 | 9 | 0
QGen | 4 | 17 | 10 | 0
QGen | 4 | 17 | 11 | 0
QGen | 4 | 17 | 12 | 0
QGen | 4 | 17 | 13 | 0
QGen | 4 | 17 | 14 | 0
QGen | 4 | 17 | 15 | 0
QGen | 4 | 17 | 16 | 0
QGen | 4 | 17 | 17 | 0
QGen | 4 | 17 | 18 | 0
QGen | 4 | 17 | 19 | 0
QGen | 4 | 17 | 20 | 0
QGen | 4 | 17 | 21 | 0
QGen | 4 | 17 | 22 | 0
QGen | 4 | 17 | 23 | 0
QGen | 4 | 17 | 24 | 0
QGen | 4 | 18 | 1 | 0
QGen | 4 | 18 | 2 | 0
QGen | 4 | 18 | 3 | 0
QGen | 4 | 18 | 4 | 0
QGen | 4 | 18 | 5 | 0
QGen | 4 | 18 | 6 | 0
QGen | 4 | 18 | 7 | 0
QGen | 4 | 18 | 8 | 0
QGen | 4 | 18 | 9 | 0
QGen | 4 | 18 | 10 | 0
QGen | 4 | 18 | 11 | 0
QGen | 4 | 18 | 12 | 0
QGen | 4 | 18 | 13 | 0
QGen | 4 | 18 | 14 | 0
QGen | 4 | 18 | 15 | 0
QGen | 4 | 18 | 16 | 0
QGen | 4 | 18 | 17 | 0
QGen | 4 | 18 | 18 | 0
QGen | 4 | 18 | 19 | 0
QGen | 4 | 18 | 20 | 0
QGen | 4 | 18 | 21 | 0
QGen | 4 | 18 | 22 | 0
QGen | 4 | 18 | 23 | 0
QGen | 4 | 18 | 24 | 0
QGen | 4 | 19 | 1 | 0
QGen | 4 | 19 | 2 | 0
QGen | 4 | 19 | 3 | 0
QGen | 4 | 19 | 4 | 0
QGen | 4 | 19 | 5 | 0
QGen | 4 | 19 | 6 | 0
QGen | 4 | 19 | 7 | 0
QGen | 4 | 19 | 8 | 0
QGen | 4 | 19 | 9 | 0
QGen | 4 | 19 | 10 | 0
QGen | 4 | 19 | 11 | 0
QGen | 4 | 19 | 12 | 0
QGen | 4 | 19 | 13 | 0
QGen | 4 | 19 | 14 | 0
QGen | 4 | 19 | 15 | 0
QGen | 4 | 19 | 16 | 0
QGen | 4 | 19 | 17 | 0
QGen | 4 | 19 | 18 | 0
QGen | 4 | 19 | 19 | 0
QGen | 4 | 19 | 20 | 0
QGen | 4 | 19 | 21 | 0
QGen | 4 | 19 | 22 | 0
QGen | 4 | 19 | 23 | 0
QGen | 4 | 19 | 24 | 0
QGen | 4 | 20 | 1 | 0
QGen | 4 | 20 | 2 | 0
QGen | 4 | 20 | 3 | 0
QGen | 4 | 20 | 4 | 0
QGen | 4 | 20 | 5 | 0
QGen | 4 | 20 | 6 | 0
QGen | 4 | 20 | 7 | 0
QGen | 4 | 20 | 8 | 0
QGen | 4 | 20 | 9 | 0
QGen | 4 | 20 | 10 | 0
QGen | 4 | 20 | 11 | 0
QGen | 4 | 20 | 12 | 0
QGen | 4 | 20 | 13 | 0
QGen | 4 | 20 | 14 | 0
QGen | 4 | 20 | 15 | 0
QGen | 4 | 20 | 16 | 0
QGen | 4 | 20 | 17 | 0
QGen | 4 | 20 | 18 | 0
QGen | 4 | 20 | 19 | 0
QGen | 4 | 20 | 20 | 0
QGen | 4 | 20 | 21 | 0
QGen | 4 | 20 | 22 | 0
QGen | 4 | 20 | 23 | 0
QGen | 4 | 20 | 24 | 0
QGen | 4 | 21 | 1 | 0
QGen | 4 | 21 | 2 | 0
QGen | 4 | 21 | 3 | 0
QGen | 4 | 21 | 4 | 0
QGen | 4 | 21 | 5 | 0
QGen | 4 | 21 | 6 | 0
QGen | 4 | 21 | 7 | 0
QGen | 4 | 21 | 8 | 0
QGen | 4 | 21 | 9 | 0
QGen | 4 | 21 | 10 | 0
QGen | 4 | 21 | 11 | 0
QGen | 4 | 21 | 12 | 0
QGen | 4 | 21 | 13 | 0
QGen | 4 | 21 | 14 | 0
QGen | 4 | 21 | 15 | 0
QGen | 4 | 21 | 16 | 0
QGen | 4 | 21 | 17 | 0
QGen | 4 | 21 | 18 | 0
QGen | 4 | 21 | 19 | 0
QGen | 4 | 21 | 20 | 0
QGen | 4 | 21 | 21 | 0
QGen | 4 | 21 | 22 | 0
QGen | 4 | 21 | 23 | 0
QGen | 4 | 21 | 24 | 0
QGen | 4 | 22 | 1 | 0
QGen | 4 | 22 | 2 | 0
QGen | 4 | 22 | 3 | 0
QGen | 4 | 22 | 4 | 0
QGen | 4 | 22 | 5 | 0
QGen | 4 | 22 | 6 | 0
QGen | 4 | 22 | 7 | 0
QGen | 4 | 22 | 8 | 0
QGen | 4 | 22 | 9 | 0
QGen | 4 | 22 | 10 | 0
QGen | 4 | 22 | 11 | 0
QGen | 4 | 22 | 12 | 0
QGen | 4 | 22 | 13 | 0
QGen | 4 | 22 | 14 | 0
QGen | 4 | 22 | 15 | 0
QGen | 4 | 22 | 16 | 0
QGen | 4 | 22 | 17 | 0
QGen | 4 | 22 | 18 | 0
QGen | 4 | 22 | 19 | 0
QGen | 4 | 22 | 20 | 0
QGen | 4 | 22 | 21 | 0
QGen | 4 | 22 | 22 | 0
QGen | 4 | 22 | 23 | 0
QGen | 4 | 22 | 24 | 0
QGen | 4 | 23 | 1 | 0
QGen | 4 | 23 | 2 | 0
QGen | 4 | 23 | 3 | 0
QGen | 4 | 23 | 4 | 0
QGen | 4 | 23 | 5 | 0
QGen | 4 | 23 | 6 | 0
QGen | 4 | 23 | 7 | 0.00042158
QGen | 4 | 23 | 8 | 0.0020604
QGen | 4 | 23 | 9 | 0.0040071
QGen | 4 | 23 | 10 | 0.0057207
QGen | 4 | 23 | 11 | 0.0060661
QGen | 4 | 23 | 12 | 0.0065149
QGen | 4 | 23 | 13 | 0.0070148
QGen | 4 | 23 | 14 | 0.0066758
QGen | 4 | 23 | 15 | 0.00743
QGen | 4 | 23 | 16 | 0.0065358
QGen | 4 | 23 | 17 | 0.0052899
QGen | 4 | 23 | 18 | 0.0035873
QGen | 4 | 23 | 19 | 0.0017083
QGen | 4 | 23 | 20 | 0.00094234
QGen | 4 | 23 | 21 | 0.0006979
QGen | 4 | 23 | 22 | 0.00033372
QGen | 4 | 23 | 23 | 0.00015269
QGen | 4 | 23 | 24 | 0
QGen | 4 | 24 | 1 | 0
QGen | 4 | 24 | 2 | 0
QGen | 4 | 24 | 3 | 0
QGen | 4 | 24 | 4 | 0
QGen | 4 | 24 | 5 | 0
QGen | 4 | 24 | 6 | 0
QGen | 4 | 24 | 7 | 0
QGen | 4 | 24 | 8 | 0
QGen | 4 | 24 | 9 | 0
QGen | 4 | 24 | 10 | 0
QGen | 4 | 24 | 11 | 0
QGen | 4 | 24 | 12 | 0
QGen | 4 | 24 | 13 | 0
QGen | 4 | 24 | 14 | 0
QGen | 4 | 24 | 15 | 0
QGen | 4 | 24 | 16 | 0
QGen | 4 | 24 | 17 | 0
QGen | 4 | 24 | 18 | 0
QGen | 4 | 24 | 19 | 0
QGen | 4 | 24 | 20 | 0
QGen | 4 | 24 | 21 | 0
QGen | 4 | 24 | 22 | 0
QGen | 4 | 24 | 23 | 0
QGen | 4 | 24 | 24 | 0
QGen | 4 | 25 | 1 | 0
QGen | 4 | 25 | 2 | 0
QGen | 4 | 25 | 3 | 0
QGen | 4 | 25 | 4 | 0
QGen | 4 | 25 | 5 | 0
QGen | 4 | 25 | 6 | 0
QGen | 4 | 25 | 7 | 0
QGen | 4 | 25 | 8 | 0
QGen | 4 | 25 | 9 | 0
QGen | 4 | 25 | 10 | 0
QGen | 4 | 25 | 11 | 0
QGen | 4 | 25 | 12 | 0
QGen | 4 | 25 | 13 | 0
QGen | 4 | 25 | 14 | 0
QGen | 4 | 25 | 15 | 0
QGen | 4 | 25 | 16 | 0
QGen | 4 | 25 | 17 | 0
QGen | 4 | 25 | 18 | 0
QGen | 4 | 25 | 19 | 0
QGen | 4 | 25 | 20 | 0
QGen | 4 | 25 | 21 | 0
QGen | 4 | 25 | 22 | 0
QGen | 4 | 25 | 23 | 0
QGen | 4 | 25 | 24 | 0
QGen | 4 | 26 | 1 | 0
QGen | 4 | 26 | 2 | 0
QGen | 4 | 26 | 3 | 0
QGen | 4 | 26 | 4 | 0
QGen | 4 | 26 | 5 | 0
QGen | 4 | 26 | 6 | 0
QGen | 4 | 26 | 7 | 0
QGen | 4 | 26 | 8 | 0
QGen | 4 | 26 | 9 | 0
QGen | 4 | 26 | 10 | 0
QGen | 4 | 26 | 11 | 0
QGen | 4 | 26 | 12 | 0
QGen | 4 | 26 | 13 | 0
QGen | 4 | 26 | 14 | 0
QGen | 4 | 26 | 15 | 0
QGen | 4 | 26 | 16 | 0
QGen | 4 | 26 | 17 | 0
QGen | 4 | 26 | 18 | 0
QGen | 4 | 26 | 19 | 0
QGen | 4 | 26 | 20 | 0
QGen | 4 | 26 | 21 | 0
QGen | 4 | 26 | 22 | 0
QGen | 4 | 26 | 23 | 0
QGen | 4 | 26 | 24 | 0
QGen | 4 | 27 | 1 | 0
QGen | 4 | 27 | 2 | 0
QGen | 4 | 27 | 3 | 0
QGen | 4 | 27 | 4 | 0
QGen | 4 | 27 | 5 | 0
QGen | 4 | 27 | 6 | 0
QGen | 4 | 27 | 7 | 0
QGen | 4 | 27 | 8 | 0
QGen | 4 | 27 | 9 | 0
QGen | 4 | 27 | 10 | 0
QGen | 4 | 27 | 11 | 0
QGen | 4 | 27 | 12 | 0
QGen | 4 | 27 | 13 | 0
QGen | 4 | 27 | 14 | 0
QGen | 4 | 27 | 15 | 0
QGen | 4 | 27 | 16 | 0
QGen | 4 | 27 | 17 | 0
QGen | 4 | 27 | 18 | 0
QGen | 4 | 27 | 19 | 0
QGen | 4 | 27 | 20 | 0
QGen | 4 | 27 | 21 | 0
QGen | 4 | 27 | 22 | 0
QGen | 4 | 27 | 23 | 0
QGen | 4 | 27 | 24 | 0
QGen | 4 | 28 | 1 | 0
QGen | 4 | 28 | 2 | 0
QGen | 4 | 28 | 3 | 0
QGen | 4 | 28 | 4 | 0
QGen | 4 | 28 | 5 | 0
QGen | 4 | 28 | 6 | 0
QGen | 4 | 28 | 7 | 0
QGen | 4 | 28 | 8 | 0
QGen | 4 | 28 | 9 | 0
QGen | 4 | 28 | 10 | 0
QGen | 4 | 28 | 11 | 0
QGen | 4 | 28 | 12 | 0
QGen | 4 | 28 | 13 | 0
QGen | 4 | 28 | 14 | 0
QGen | 4 | 28 | 15 | 0
QGen | 4 | 28 | 16 | 0
QGen | 4 | 28 | 17 | 0
QGen | 4 | 28 | 18 | 0
QGen | 4 | 28 | 19 | 0
QGen | 4 | 28 | 20 | 0
QGen | 4 | 28 | 21 | 0
QGen | 4 | 28 | 22 | 0
QGen | 4 | 28 | 23 | 0
QGen | 4 | 28 | 24 | 0
QGen | 4 | 29 | 1 | 0
QGen | 4 | 29 | 2 | 0
QGen | 4 | 29 | 3 | 0
QGen | 4 | 29 | 4 | 0
QGen | 4 | 29 | 5 | 0
QGen | 4 | 29 | 6 | 0
QGen | 4 | 29 | 7 | 0
QGen | 4 | 29 | 8 | 0
QGen | 4 | 29 | 9 | 0
QGen | 4 | 29 | 10 | 0
QGen | 4 | 29 | 11 | 0
QGen | 4 | 29 | 12 | 0
QGen | 4 | 29 | 13 | 0
QGen | 4 | 29 | 14 | 0
QGen | 4 | 29 | 15 | 0
QGen | 4 | 29 | 16 | 0
QGen | 4 | 29 | 17 | 0
QGen | 4 | 29 | 18 | 0
QGen | 4 | 29 | 19 | 0
QGen | 4 | 29 | 20 | 0
QGen | 4 | 29 | 21 | 0
QGen | 4 | 29 | 22 | 0
QGen | 4 | 29 | 23 | 0
QGen | 4 | 29 | 24 | 0
QGen | 4 | 30 | 1 | 0
QGen | 4 | 30 | 2 | 0
QGen | 4 | 30 | 3 | 0
QGen | 4 | 30 | 4 | 0
QGen | 4 | 30 | 5 | 0
QGen | 4 | 30 | 6 | 0
QGen | 4 | 30 | 7 | 0
QGen | 4 | 30 | 8 | 0
QGen | 4 | 30 | 9 | 0
QGen | 4 | 30 | 10 | 0
QGen | 4 | 30 | 11 | 0
QGen | 4 | 30 | 12 | 0
QGen | 4 | 30 | 13 | 0
QGen | 4 | 30 | 14 | 0
QGen | 4 | 30 | 15 | 0
QGen | 4 | 30 | 16 | 0
QGen | 4 | 30 | 17 | 0
QGen | 4 | 30 | 18 | 0
QGen | 4 | 30 | 19 | 0
QGen | 4 | 30 | 20 | 0
QGen | 4 | 30 | 21 | 0
QGen | 4 | 30 | 22 | 0
QGen | 4 | 30 | 23 | 0
QGen | 4 | 30 | 24 | 0
QGen | 4 | 31 | 1 | 0
QGen | 4 | 31 | 2 | 0
QGen | 4 | 31 | 3 | 0
QGen | 4 | 31 | 4 | 0
QGen | 4 | 31 | 5 | 0
QGen | 4 | 31 | 6 | 0
QGen | 4 | 31 | 7 | 0
QGen | 4 | 31 | 8 | 0
QGen | 4 | 31 | 9 | 0
QGen | 4 | 31 | 10 | 0
QGen | 4 | 31 | 11 | 0
QGen | 4 | 31 | 12 | 0
QGen | 4 | 31 | 13 | 0
QGen | 4 | 31 | 14 | 0
QGen | 4 | 31 | 15 | 0
QGen | 4 | 31 | 16 | 0
QGen | 4 | 31 | 17 | 0
QGen | 4 | 31 | 18 | 0
QGen | 4 | 31 | 19 | 0
QGen | 4 | 31 | 20 | 0
QGen | 4 | 31 | 21 | 0
QGen | 4 | 31 | 22 | 0
QGen | 4 | 31 | 23 | 0
QGen | 4 | 31 | 24 | 0
QGen | 4 | 32 | 1 | 0
QGen | 4 | 32 | 2 | 0
QGen | 4 | 32 | 3 | 0
QGen | 4 | 32 | 4 | 0
QGen | 4 | 32 | 5 | 0
QGen | 4 | 32 | 6 | 0
QGen | 4 | 32 | 7 | 0
QGen | 4 | 32 | 8 | 0
QGen | 4 | 32 | 9 | 0
QGen | 4 | 32 | 10 | 0
QGen | 4 | 32 | 11 | 0
QGen | 4 | 32 | 12 | 0
QGen | 4 | 32 | 13 | 0
QGen | 4 | 32 | 14 | 0
QGen | 4 | 32 | 15 | 0
QGen | 4 | 32 | 16 | 0
QGen | 4 | 32 | 17 | 0
QGen | 4 | 32 | 18 | 0
QGen | 4 | 32 | 19 | 0
QGen | 4 | 32 | 20 | 0
QGen | 4 | 32 | 21 | 0
QGen | 4 | 32 | 22 | 0
QGen | 4 | 32 | 23 | 0
QGen | 4 | 32 | 24 | 0
QGen | 4 | 33 | 1 | 0
QGen | 4 | 33 | 2 | 0
QGen | 4 | 33 | 3 | 0
QGen | 4 | 33 | 4 | 0
QGen | 4 | 33 | 5 | 0
QGen | 4 | 33 | 6 | 0
QGen | 4 | 33 | 7 | 0
QGen | 4 | 33 | 8 | 0
QGen | 4 | 33 | 9 | 0
QGen | 4 | 33 | 10 | 0
QGen | 4 | 33 | 11 | 0
QGen | 4 | 33 | 12 | 0
QGen | 4 | 33 | 13 | 0
QGen | 4 | 33 | 14 | 0
QGen | 4 | 33 | 15 | 0
QGen | 4 | 33 | 16 | 0
QGen | 4 | 33 | 17 | 0
QGen | 4 | 33 | 18 | 0
QGen | 4 | 33 | 19 | 0
QGen | 4 | 33 | 20 | 0
QGen | 4 | 33 | 21 | 0
QGen | 4 | 33 | 22 | 0
QGen | 4 | 33 | 23 | 0
QGen | 4 | 33 | 24 | 0
QGen | 5 | 1 | 1 | 0
QGen | 5 | 1 | 2 | 0
QGen | 5 | 1 | 3 | 0
QGen | 5 | 1 | 4 | 0
QGen | 5 | 1 | 5 | 0
QGen | 5 | 1 | 6 | 0
QGen | 5 | 1 | 7 | 0
QGen | 5 | 1 | 8 | 0
QGen | 5 | 1 | 9 | 0
QGen | 5 | 1 | 10 | 0
QGen | 5 | 1 | 11 | 0
QGen | 5 | 1 | 12 | 0
QGen | 5 | 1 | 13 | 0
QGen | 5 | 1 | 14 | 0
QGen | 5 | 1 | 15 | 0
QGen | 5 | 1 | 16 | 0
QGen | 5 | 1 | 17 | 0
QGen | 5 | 1 | 18 | 0
QGen | 5 | 1 | 19 | 0
QGen | 5 | 1 | 20 | 0
QGen | 5 | 1 | 21 | 0
QGen | 5 | 1 | 22 | 0
QGen | 5 | 1 | 23 | 0
QGen | 5 | 1 | 24 | 0
QGen | 5 | 2 | 1 | 0
QGen | 5 | 2 | 2 | 0
QGen | 5 | 2 | 3 | 0
QGen | 5 | 2 | 4 | 0
QGen | 5 | 2 | 5 | 0
QGen | 5 | 2 | 6 | 0
QGen | 5 | 2 | 7 | 0
QGen | 5 | 2 | 8 | 0
QGen | 5 | 2 | 9 | 0
QGen | 5 | 2 | 10 | 0
QGen | 5 | 2 | 11 | 0
QGen | 5 | 2 | 12 | 0
QGen | 5 | 2 | 13 | 0
QGen | 5 | 2 | 14 | 0
QGen | 5 | 2 | 15 | 0
QGen | 5 | 2 | 16 | 0
QGen | 5 | 2 | 17 | 0
QGen | 5 | 2 | 18 | 0
QGen | 5 | 2 | 19 | 0
QGen | 5 | 2 | 20 | 0
QGen | 5 | 2 | 21 | 0
QGen | 5 | 2 | 22 | 0
QGen | 5 | 2 | 23 | 0
QGen | 5 | 2 | 24 | 0
QGen | 5 | 3 | 1 | 0
QGen | 5 | 3 | 2 | 0
QGen | 5 | 3 | 3 | 0
QGen | 5 | 3 | 4 | 0
QGen | 5 | 3 | 5 | 0
QGen | 5 | 3 | 6 | 0
QGen | 5 | 3 | 7 | 0
QGen | 5 | 3 | 8 | 0
QGen | 5 | 3 | 9 | 0
QGen | 5 | 3 | 10 | 0
QGen | 5 | 3 | 11 | 0
QGen | 5 | 3 | 12 | 0
QGen | 5 | 3 | 13 | 0
QGen | 5 | 3 | 14 | 0
QGen | 5 | 3 | 15 | 0
QGen | 5 | 3 | 16 | 0
QGen | 5 | 3 | 17 | 0
QGen | 5 | 3 | 18 | 0
QGen | 5 | 3 | 19 | 0
QGen | 5 | 3 | 20 | 0
QGen | 5 | 3 | 21 | 0
QGen | 5 | 3 | 22 | 0
QGen | 5 | 3 | 23 | 0
QGen | 5 | 3 | 24 | 0
QGen | 5 | 4 | 1 | 0
QGen | 5 | 4 | 2 | 0
QGen | 5 | 4 | 3 | 0
QGen | 5 | 4 | 4 | 0
QGen | 5 | 4 | 5 | 0
QGen | 5 | 4 | 6 | 0
QGen | 5 | 4 | 7 | 0
QGen | 5 | 4 | 8 | 0
QGen | 5 | 4 | 9 | 0
QGen | 5 | 4 | 10 | 0
QGen | 5 | 4 | 11 | 0
QGen | 5 | 4 | 12 | 0
QGen | 5 | 4 | 13 | 0
QGen | 5 | 4 | 14 | 0
QGen | 5 | 4 | 15 | 0
QGen | 5 | 4 | 16 | 0
QGen | 5 | 4 | 17 | 0
QGen | 5 | 4 | 18 | 0
QGen | 5 | 4 | 19 | 0
QGen | 5 | 4 | 20 | 0
QGen | 5 | 4 | 21 | 0
QGen | 5 | 4 | 22 | 0
QGen | 5 | 4 | 23 | 0
QGen | 5 | 4 | 24 | 0
QGen | 5 | 5 | 1 | 0
QGen | 5 | 5 | 2 | 0
QGen | 5 | 5 | 3 | 0
QGen | 5 | 5 | 4 | 0
QGen | 5 | 5 | 5 | 0
QGen | 5 | 5 | 6 | 0
QGen | 5 | 5 | 7 | 0
QGen | 5 | 5 | 8 | 0
QGen | 5 | 5 | 9 | 0
QGen | 5 | 5 | 10 | 0
QGen | 5 | 5 | 11 | 0
QGen | 5 | 5 | 12 | 0
QGen | 5 | 5 | 13 | 0
QGen | 5 | 5 | 14 | 0
QGen | 5 | 5 | 15 | 0
QGen | 5 | 5 | 16 | 0
QGen | 5 | 5 | 17 | 0
QGen | 5 | 5 | 18 | 0
QGen | 5 | 5 | 19 | 0
QGen | 5 | 5 | 20 | 0
QGen | 5 | 5 | 21 | 0
QGen | 5 | 5 | 22 | 0
QGen | 5 | 5 | 23 | 0
QGen | 5 | 5 | 24 | 0
QGen | 5 | 6 | 1 | 0
QGen | 5 | 6 | 2 | 0
QGen | 5 | 6 | 3 | 0
QGen | 5 | 6 | 4 | 0
QGen | 5 | 6 | 5 | 0
QGen | 5 | 6 | 6 | 0
QGen | 5 | 6 | 7 | 0
QGen | 5 | 6 | 8 | 0
QGen | 5 | 6 | 9 | 0
QGen | 5 | 6 | 10 | 0
QGen | 5 | 6 | 11 | 0
QGen | 5 | 6 | 12 | 0
QGen | 5 | 6 | 13 | 0
QGen | 5 | 6 | 14 | 0
QGen | 5 | 6 | 15 | 0
QGen | 5 | 6 | 16 | 0
QGen | 5 | 6 | 17 | 0
QGen | 5 | 6 | 18 | 0
QGen | 5 | 6 | 19 | 0
QGen | 5 | 6 | 20 | 0
QGen | 5 | 6 | 21 | 0
QGen | 5 | 6 | 22 | 0
QGen | 5 | 6 | 23 | 0
QGen | 5 | 6 | 24 | 0
QGen | 5 | 7 | 1 | 0
QGen | 5 | 7 | 2 | 0
QGen | 5 | 7 | 3 | 0
QGen | 5 | 7 | 4 | 0
QGen | 5 | 7 | 5 | 0
QGen | 5 | 7 | 6 | 0
QGen | 5 | 7 | 7 | 0
QGen | 5 | 7 | 8 | 0
QGen | 5 | 7 | 9 | 0
QGen | 5 | 7 | 10 | 0
QGen | 5 | 7 | 11 | 0
QGen | 5 | 7 | 12 | 0
QGen | 5 | 7 | 13 | 0
QGen | 5 | 7 | 14 | 0
QGen | 5 | 7 | 15 | 0
QGen | 5 | 7 | 16 | 0
QGen | 5 | 7 | 17 | 0
QGen | 5 | 7 | 18 | 0
QGen | 5 | 7 | 19 | 0
QGen | 5 | 7 | 20 | 0
QGen | 5 | 7 | 21 | 0
QGen | 5 | 7 | 22 | 0
QGen | 5 | 7 | 23 | 0
QGen | 5 | 7 | 24 | 0
QGen | 5 | 8 | 1 | 0
QGen | 5 | 8 | 2 | 0
QGen | 5 | 8 | 3 | 0
QGen | 5 | 8 | 4 | 0
QGen | 5 | 8 | 5 | 0
QGen | 5 | 8 | 6 | 0
QGen | 5 | 8 | 7 | 0
QGen | 5 | 8 | 8 | 0
QGen | 5 | 8 | 9 | 0
QGen | 5 | 8 | 10 | 0
QGen | 5 | 8 | 11 | 0
QGen | 5 | 8 | 12 | 0
QGen | 5 | 8 | 13 | 0
QGen | 5 | 8 | 14 | 0
QGen | 5 | 8 | 15 | 0
QGen | 5 | 8 | 16 | 0
QGen | 5 | 8 | 17 | 0
QGen | 5 | 8 | 18 | 0
QGen | 5 | 8 | 19 | 0
QGen | 5 | 8 | 20 | 0
QGen | 5 | 8 | 21 | 0
QGen | 5 | 8 | 22 | 0
QGen | 5 | 8 | 23 | 0
QGen | 5 | 8 | 24 | 0
QGen | 5 | 9 | 1 | 0
QGen | 5 | 9 | 2 | 0
QGen | 5 | 9 | 3 | 0
QGen | 5 | 9 | 4 | 0
QGen | 5 | 9 | 5 | 0
QGen | 5 | 9 | 6 | 0
QGen | 5 | 9 | 7 | 0
QGen | 5 | 9 | 8 | 0
QGen | 5 | 9 | 9 | 0
QGen | 5 | 9 | 10 | 0
QGen | 5 | 9 | 11 | 0
QGen | 5 | 9 | 12 | 0
QGen | 5 | 9 | 13 | 0
QGen | 5 | 9 | 14 | 0
QGen | 5 | 9 | 15 | 0
QGen | 5 | 9 | 16 | 0
QGen | 5 | 9 | 17 | 0
QGen | 5 | 9 | 18 | 0
QGen | 5 | 9 | 19 | 0
QGen | 5 | 9 | 20 | 0
QGen | 5 | 9 | 21 | 0
QGen | 5 | 9 | 22 | 0
QGen | 5 | 9 | 23 | 0
QGen | 5 | 9 | 24 | 0
QGen | 5 | 10 | 1 | 0
QGen | 5 | 10 | 2 | 0
QGen | 5 | 10 | 3 | 0
QGen | 5 | 10 | 4 | 0
QGen | 5 | 10 | 5 | 0
QGen | 5 | 10 | 6 | 0
QGen | 5 | 10 | 7 | 0
QGen | 5 | 10 | 8 | 0
QGen | 5 | 10 | 9 | 0
QGen | 5 | 10 | 10 | 0
QGen | 5 | 10 | 11 | 0
QGen | 5 | 10 | 12 | 0
QGen | 5 | 10 | 13 | 0
QGen | 5 | 10 | 14 | 0
QGen | 5 | 10 | 15 | 0
QGen | 5 | 10 | 16 | 0
QGen | 5 | 10 | 17 | 0
QGen | 5 | 10 | 18 | 0
QGen | 5 | 10 | 19 | 0
QGen | 5 | 10 | 20 | 0
QGen | 5 | 10 | 21 | 0
QGen | 5 | 10 | 22 | 0
QGen | 5 | 10 | 23 | 0
QGen | 5 | 10 | 24 | 0
QGen | 5 | 11 | 1 | 0
QGen | 5 | 11 | 2 | 0
QGen | 5 | 11 | 3 | 0
QGen | 5 | 11 | 4 | 0
QGen | 5 | 11 | 5 | 0
QGen | 5 | 11 | 6 | 0
QGen | 5 | 11 | 7 | 0
QGen | 5 | 11 | 8 | 0
QGen | 5 | 11 | 9 | 0
QGen | 5 | 11 | 10 | 0
QGen | 5 | 11 | 11 | 0
QGen | 5 | 11 | 12 | 0
QGen | 5 | 11 | 13 | 0
QGen | 5 | 11 | 14 | 0
QGen | 5 | 11 | 15 | 0
QGen | 5 | 11 | 16 | 0
QGen | 5 | 11 | 17 | 0
QGen | 5 | 11 | 18 | 0
QGen | 5 | 11 | 19 | 0
QGen | 5 | 11 | 20 | 0
QGen | 5 | 11 | 21 | 0
QGen | 5 | 11 | 22 | 0
QGen | 5 | 11 | 23 | 0
QGen | 5 | 11 | 24 | 0
QGen | 5 | 12 | 1 | 0
QGen | 5 | 12 | 2 | 0
QGen | 5 | 12 | 3 | 0
QGen | 5 | 12 | 4 | 0
QGen | 5 | 12 | 5 | 0
QGen | 5 | 12 | 6 | 0
QGen | 5 | 12 | 7 | 0
QGen | 5 | 12 | 8 | 0
QGen | 5 | 12 | 9 | 0
QGen | 5 | 12 | 10 | 0
QGen | 5 | 12 | 11 | 0
QGen | 5 | 12 | 12 | 0
QGen | 5 | 12 | 13 | 0
QGen | 5 | 12 | 14 | 0
QGen | 5 | 12 | 15 | 0
QGen | 5 | 12 | 16 | 0
QGen | 5 | 12 | 17 | 0
QGen | 5 | 12 | 18 | 0
QGen | 5 | 12 | 19 | 0
QGen | 5 | 12 | 20 | 0
QGen | 5 | 12 | 21 | 0
QGen | 5 | 12 | 22 | 0
QGen | 5 | 12 | 23 | 0
QGen | 5 | 12 | 24 | 0
QGen | 5 | 13 | 1 | 0
QGen | 5 | 13 | 2 | 0
QGen | 5 | 13 | 3 | 0
QGen | 5 | 13 | 4 | 0
QGen | 5 | 13 | 5 | 0
QGen | 5 | 13 | 6 | 0
QGen | 5 | 13 | 7 | 0
QGen | 5 | 13 | 8 | 0
QGen | 5 | 13 | 9 | 0
QGen | 5 | 13 | 10 | 0
QGen | 5 | 13 | 11 | 0
QGen | 5 | 13 | 12 | 0
QGen | 5 | 13 | 13 | 0
QGen | 5 | 13 | 14 | 0
QGen | 5 | 13 | 15 | 0
QGen | 5 | 13 | 16 | 0
QGen | 5 | 13 | 17 | 0
QGen | 5 | 13 | 18 | 0
QGen | 5 | 13 | 19 | 0
QGen | 5 | 13 | 20 | 0
QGen | 5 | 13 | 21 | 0
QGen | 5 | 13 | 22 | 0
QGen | 5 | 13 | 23 | 0
QGen | 5 | 13 | 24 | 0
QGen | 5 | 14 | 1 | 0
QGen | 5 | 14 | 2 | 0
QGen | 5 | 14 | 3 | 0
QGen | 5 | 14 | 4 | 0
QGen | 5 | 14 | 5 | 0
QGen | 5 | 14 | 6 | 0
QGen | 5 | 14 | 7 | 0
QGen | 5 | 14 | 8 | 0
QGen | 5 | 14 | 9 | 0
QGen | 5 | 14 | 10 | 0
QGen | 5 | 14 | 11 | 0
QGen | 5 | 14 | 12 | 0
QGen | 5 | 14 | 13 | 0
QGen | 5 | 14 | 14 | 0
QGen | 5 | 14 | 15 | 0
QGen | 5 | 14 | 16 | 0
QGen | 5 | 14 | 17 | 0
QGen | 5 | 14 | 18 | 0
QGen | 5 | 14 | 19 | 0
QGen | 5 | 14 | 20 | 0
QGen | 5 | 14 | 21 | 0
QGen | 5 | 14 | 22 | 0
QGen | 5 | 14 | 23 | 0
QGen | 5 | 14 | 24 | 0
QGen | 5 | 15 | 1 | 0
QGen | 5 | 15 | 2 | 0
QGen | 5 | 15 | 3 | 0
QGen | 5 | 15 | 4 | 0
QGen | 5 | 15 | 5 | 0
QGen | 5 | 15 | 6 | 0
QGen | 5 | 15 | 7 | 0
QGen | 5 | 15 | 8 | 0
QGen | 5 | 15 | 9 | 0
QGen | 5 | 15 | 10 | 0
QGen | 5 | 15 | 11 | 0
QGen | 5 | 15 | 12 | 0
QGen | 5 | 15 | 13 | 0
QGen | 5 | 15 | 14 | 0
QGen | 5 | 15 | 15 | 0
QGen | 5 | 15 | 16 | 0
QGen | 5 | 15 | 17 | 0
QGen | 5 | 15 | 18 | 0
QGen | 5 | 15 | 19 | 0
QGen | 5 | 15 | 20 | 0
QGen | 5 | 15 | 21 | 0
QGen | 5 | 15 | 22 | 0
QGen | 5 | 15 | 23 | 0
QGen | 5 | 15 | 24 | 0
QGen | 5 | 16 | 1 | 0
QGen | 5 | 16 | 2 | 0
QGen | 5 | 16 | 3 | 0
QGen | 5 | 16 | 4 | 0
QGen | 5 | 16 | 5 | 0
QGen | 5 | 16 | 6 | 0
QGen | 5 | 16 | 7 | 0
QGen | 5 | 16 | 8 | 0
QGen | 5 | 16 | 9 | 0
QGen | 5 | 16 | 10 | 0
QGen | 5 | 16 | 11 | 0
QGen | 5 | 16 | 12 | 0
QGen | 5 | 16 | 13 | 0
QGen | 5 | 16 | 14 | 0
QGen | 5 | 16 | 15 | 0
QGen | 5 | 16 | 16 | 0
QGen | 5 | 16 | 17 | 0
QGen | 5 | 16 | 18 | 0
QGen | 5 | 16 | 19 | 0
QGen | 5 | 16 | 20 | 0
QGen | 5 | 16 | 21 | 0
QGen | 5 | 16 | 22 | 0
QGen | 5 | 16 | 23 | 0
QGen | 5 | 16 | 24 | 0
QGen | 5 | 17 | 1 | 0
QGen | 5 | 17 | 2 | 0
QGen | 5 | 17 | 3 | 0
QGen | 5 | 17 | 4 | 0
QGen | 5 | 17 | 5 | 0
QGen | 5 | 17 | 6 | 0
QGen | 5 | 17 | 7 | 0
QGen | 5 | 17 | 8 | 0
QGen | 5 | 17 | 9 | 0
QGen | 5 | 17 | 10 | 0
QGen | 5 | 17 | 11 | 0
QGen | 5 | 17 | 12 | 0
QGen | 5 | 17 | 13 | 0
QGen | 5 | 17 | 14 | 0
QGen | 5 | 17 | 15 | 0
QGen | 5 | 17 | 16 | 0
QGen | 5 | 17 | 17 | 0
QGen | 5 | 17 | 18 | 0
QGen | 5 | 17 | 19 | 0
QGen | 5 | 17 | 20 | 0
QGen | 5 | 17 | 21 | 0
QGen | 5 | 17 | 22 | 0
QGen | 5 | 17 | 23 | 0
QGen | 5 | 17 | 24 | 0
QGen | 5 | 18 | 1 | 0
QGen | 5 | 18 | 2 | 0
QGen | 5 | 18 | 3 | 0
QGen | 5 | 18 | 4 | 0
QGen | 5 | 18 | 5 | 0
QGen | 5 | 18 | 6 | 0
QGen | 5 | 18 | 7 | 0
QGen | 5 | 18 | 8 | 0
QGen | 5 | 18 | 9 | 0
QGen | 5 | 18 | 10 | 0
QGen | 5 | 18 | 11 | 0
QGen | 5 | 18 | 12 | 0
QGen | 5 | 18 | 13 | 0
QGen | 5 | 18 | 14 | 0
QGen | 5 | 18 | 15 | 0
QGen | 5 | 18 | 16 | 0
QGen | 5 | 18 | 17 | 0
QGen | 5 | 18 | 18 | 0
QGen | 5 | 18 | 19 | 0
QGen | 5 | 18 | 20 | 0
QGen | 5 | 18 | 21 | 0
QGen | 5 | 18 | 22 | 0
QGen | 5 | 18 | 23 | 0
QGen | 5 | 18 | 24 | 0
QGen | 5 | 19 | 1 | 0
QGen | 5 | 19 | 2 | 0
QGen | 5 | 19 | 3 | 0
QGen | 5 | 19 | 4 | 0
QGen | 5 | 19 | 5 | 0
QGen | 5 | 19 | 6 | 0
QGen | 5 | 19 | 7 | 0
QGen | 5 | 19 | 8 | 0
QGen | 5 | 19 | 9 | 0
QGen | 5 | 19 | 10 | 0
QGen | 5 | 19 | 11 | 0
QGen | 5 | 19 | 12 | 0
QGen | 5 | 19 | 13 | 0
QGen | 5 | 19 | 14 | 0
QGen | 5 | 19 | 15 | 0
QGen | 5 | 19 | 16 | 0
QGen | 5 | 19 | 17 | 0
QGen | 5 | 19 | 18 | 0
QGen | 5 | 19 | 19 | 0
QGen | 5 | 19 | 20 | 0
QGen | 5 | 19 | 21 | 0
QGen | 5 | 19 | 22 | 0
QGen | 5 | 19 | 23 | 0
QGen | 5 | 19 | 24 | 0
QGen | 5 | 20 | 1 | 0
QGen | 5 | 20 | 2 | 0
QGen | 5 | 20 | 3 | 0
QGen | 5 | 20 | 4 | 0
QGen | 5 | 20 | 5 | 0
QGen | 5 | 20 | 6 | 0
QGen | 5 | 20 | 7 | 0.00042158
QGen | 5 | 20 | 8 | 0.0020604
QGen | 5 | 20 | 9 | 0.0040071
QGen | 5 | 20 | 10 | 0.0057207
QGen | 5 | 20 | 11 | 0.0060661
QGen | 5 | 20 | 12 | 0.0065149
QGen | 5 | 20 | 13 | 0.0070148
QGen | 5 | 20 | 14 | 0.0066758
QGen | 5 | 20 | 15 | 0.00743
QGen | 5 | 20 | 16 | 0.0065358
QGen | 5 | 20 | 17 | 0.0052899
QGen | 5 | 20 | 18 | 0.0035873
QGen | 5 | 20 | 19 | 0.0017083
QGen | 5 | 20 | 20 | 0.00094234
QGen | 5 | 20 | 21 | 0.0006979
QGen | 5 | 20 | 22 | 0.00033372
QGen | 5 | 20 | 23 | 0.00015269
QGen | 5 | 20 | 24 | 0
QGen | 5 | 21 | 1 | 0
QGen | 5 | 21 | 2 | 0
QGen | 5 | 21 | 3 | 0
QGen | 5 | 21 | 4 | 0
QGen | 5 | 21 | 5 | 0
QGen | 5 | 21 | 6 | 0
QGen | 5 | 21 | 7 | 0
QGen | 5 | 21 | 8 | 0
QGen | 5 | 21 | 9 | 0
QGen | 5 | 21 | 10 | 0
QGen | 5 | 21 | 11 | 0
QGen | 5 | 21 | 12 | 0
QGen | 5 | 21 | 13 | 0
QGen | 5 | 21 | 14 | 0
QGen | 5 | 21 | 15 | 0
QGen | 5 | 21 | 16 | 0
QGen | 5 | 21 | 17 | 0
QGen | 5 | 21 | 18 | 0
QGen | 5 | 21 | 19 | 0
QGen | 5 | 21 | 20 | 0
QGen | 5 | 21 | 21 | 0
QGen | 5 | 21 | 22 | 0
QGen | 5 | 21 | 23 | 0
QGen | 5 | 21 | 24 | 0
QGen | 5 | 22 | 1 | 0
QGen | 5 | 22 | 2 | 0
QGen | 5 | 22 | 3 | 0
QGen | 5 | 22 | 4 | 0
QGen | 5 | 22 | 5 | 0
QGen | 5 | 22 | 6 | 0
QGen | 5 | 22 | 7 | 0
QGen | 5 | 22 | 8 | 0
QGen | 5 | 22 | 9 | 0
QGen | 5 | 22 | 10 | 0
QGen | 5 | 22 | 11 | 0
QGen | 5 | 22 | 12 | 0
QGen | 5 | 22 | 13 | 0
QGen | 5 | 22 | 14 | 0
QGen | 5 | 22 | 15 | 0
QGen | 5 | 22 | 16 | 0
QGen | 5 | 22 | 17 | 0
QGen | 5 | 22 | 18 | 0
QGen | 5 | 22 | 19 | 0
QGen | 5 | 22 | 20 | 0
QGen | 5 | 22 | 21 | 0
QGen | 5 | 22 | 22 | 0
QGen | 5 | 22 | 23 | 0
QGen | 5 | 22 | 24 | 0
QGen | 5 | 23 | 1 | 0
QGen | 5 | 23 | 2 | 0
QGen | 5 | 23 | 3 | 0
QGen | 5 | 23 | 4 | 0
QGen | 5 | 23 | 5 | 0
QGen | 5 | 23 | 6 | 0
QGen | 5 | 23 | 7 | 0
QGen | 5 | 23 | 8 | 0
QGen | 5 | 23 | 9 | 0
QGen | 5 | 23 | 10 | 0
QGen | 5 | 23 | 11 | 0
QGen | 5 | 23 | 12 | 0
QGen | 5 | 23 | 13 | 0
QGen | 5 | 23 | 14 | 0
QGen | 5 | 23 | 15 | 0
QGen | 5 | 23 | 16 | 0
QGen | 5 | 23 | 17 | 0
QGen | 5 | 23 | 18 | 0
QGen | 5 | 23 | 19 | 0
QGen | 5 | 23 | 20 | 0
QGen | 5 | 23 | 21 | 0
QGen | 5 | 23 | 22 | 0
QGen | 5 | 23 | 23 | 0
QGen | 5 | 23 | 24 | 0
QGen | 5 | 24 | 1 | 0
QGen | 5 | 24 | 2 | 0
QGen | 5 | 24 | 3 | 0
QGen | 5 | 24 | 4 | 0
QGen | 5 | 24 | 5 | 0
QGen | 5 | 24 | 6 | 0
QGen | 5 | 24 | 7 | 0
QGen | 5 | 24 | 8 | 0
QGen | 5 | 24 | 9 | 0
QGen | 5 | 24 | 10 | 0
QGen | 5 | 24 | 11 | 0
QGen | 5 | 24 | 12 | 0
QGen | 5 | 24 | 13 | 0
QGen | 5 | 24 | 14 | 0
QGen | 5 | 24 | 15 | 0
QGen | 5 | 24 | 16 | 0
QGen | 5 | 24 | 17 | 0
QGen | 5 | 24 | 18 | 0
QGen | 5 | 24 | 19 | 0
QGen | 5 | 24 | 20 | 0
QGen | 5 | 24 | 21 | 0
QGen | 5 | 24 | 22 | 0
QGen | 5 | 24 | 23 | 0
QGen | 5 | 24 | 24 | 0
QGen | 5 | 25 | 1 | 0
QGen | 5 | 25 | 2 | 0
QGen | 5 | 25 | 3 | 0
QGen | 5 | 25 | 4 | 0
QGen | 5 | 25 | 5 | 0
QGen | 5 | 25 | 6 | 0
QGen | 5 | 25 | 7 | 0
QGen | 5 | 25 | 8 | 0
QGen | 5 | 25 | 9 | 0
QGen | 5 | 25 | 10 | 0
QGen | 5 | 25 | 11 | 0
QGen | 5 | 25 | 12 | 0
QGen | 5 | 25 | 13 | 0
QGen | 5 | 25 | 14 | 0
QGen | 5 | 25 | 15 | 0
QGen | 5 | 25 | 16 | 0
QGen | 5 | 25 | 17 | 0
QGen | 5 | 25 | 18 | 0
QGen | 5 | 25 | 19 | 0
QGen | 5 | 25 | 20 | 0
QGen | 5 | 25 | 21 | 0
QGen | 5 | 25 | 22 | 0
QGen | 5 | 25 | 23 | 0
QGen | 5 | 25 | 24 | 0
QGen | 5 | 26 | 1 | 0
QGen | 5 | 26 | 2 | 0
QGen | 5 | 26 | 3 | 0
QGen | 5 | 26 | 4 | 0
QGen | 5 | 26 | 5 | 0
QGen | 5 | 26 | 6 | 0
QGen | 5 | 26 | 7 | 0
QGen | 5 | 26 | 8 | 0
QGen | 5 | 26 | 9 | 0
QGen | 5 | 26 | 10 | 0
QGen | 5 | 26 | 11 | 0
QGen | 5 | 26 | 12 | 0
QGen | 5 | 26 | 13 | 0
QGen | 5 | 26 | 14 | 0
QGen | 5 | 26 | 15 | 0
QGen | 5 | 26 | 16 | 0
QGen | 5 | 26 | 17 | 0
QGen | 5 | 26 | 18 | 0
QGen | 5 | 26 | 19 | 0
QGen | 5 | 26 | 20 | 0
QGen | 5 | 26 | 21 | 0
QGen | 5 | 26 | 22 | 0
QGen | 5 | 26 | 23 | 0
QGen | 5 | 26 | 24 | 0
QGen | 5 | 27 | 1 | 0
QGen | 5 | 27 | 2 | 0
QGen | 5 | 27 | 3 | 0
QGen | 5 | 27 | 4 | 0
QGen | 5 | 27 | 5 | 0
QGen | 5 | 27 | 6 | 0
QGen | 5 | 27 | 7 | 0
QGen | 5 | 27 | 8 | 0
QGen | 5 | 27 | 9 | 0
QGen | 5 | 27 | 10 | 0
QGen | 5 | 27 | 11 | 0
QGen | 5 | 27 | 12 | 0
QGen | 5 | 27 | 13 | 0
QGen | 5 | 27 | 14 | 0
QGen | 5 | 27 | 15 | 0
QGen | 5 | 27 | 16 | 0
QGen | 5 | 27 | 17 | 0
QGen | 5 | 27 | 18 | 0
QGen | 5 | 27 | 19 | 0
QGen | 5 | 27 | 20 | 0
QGen | 5 | 27 | 21 | 0
QGen | 5 | 27 | 22 | 0
QGen | 5 | 27 | 23 | 0
QGen | 5 | 27 | 24 | 0
QGen | 5 | 28 | 1 | 0
QGen | 5 | 28 | 2 | 0
QGen | 5 | 28 | 3 | 0
QGen | 5 | 28 | 4 | 0
QGen | 5 | 28 | 5 | 0
QGen | 5 | 28 | 6 | 0
QGen | 5 | 28 | 7 | 0
QGen | 5 | 28 | 8 | 0
QGen | 5 | 28 | 9 | 0
QGen | 5 | 28 | 10 | 0
QGen | 5 | 28 | 11 | 0
QGen | 5 | 28 | 12 | 0
QGen | 5 | 28 | 13 | 0
QGen | 5 | 28 | 14 | 0
QGen | 5 | 28 | 15 | 0
QGen | 5 | 28 | 16 | 0
QGen | 5 | 28 | 17 | 0
QGen | 5 | 28 | 18 | 0
QGen | 5 | 28 | 19 | 0
QGen | 5 | 28 | 20 | 0
QGen | 5 | 28 | 21 | 0
QGen | 5 | 28 | 22 | 0
QGen | 5 | 28 | 23 | 0
QGen | 5 | 28 | 24 | 0
QGen | 5 | 29 | 1 | 0
QGen | 5 | 29 | 2 | 0
QGen | 5 | 29 | 3 | 0
QGen | 5 | 29 | 4 | 0
QGen | 5 | 29 | 5 | 0
QGen | 5 | 29 | 6 | 0
QGen | 5 | 29 | 7 | 0
QGen | 5 | 29 | 8 | 0
QGen | 5 | 29 | 9 | 0
QGen | 5 | 29 | 10 | 0
QGen | 5 | 29 | 11 | 0
QGen | 5 | 29 | 12 | 0
QGen | 5 | 29 | 13 | 0
QGen | 5 | 29 | 14 | 0
QGen | 5 | 29 | 15 | 0
QGen | 5 | 29 | 16 | 0
QGen | 5 | 29 | 17 | 0
QGen | 5 | 29 | 18 | 0
QGen | 5 | 29 | 19 | 0
QGen | 5 | 29 | 20 | 0
QGen | 5 | 29 | 21 | 0
QGen | 5 | 29 | 22 | 0
QGen | 5 | 29 | 23 | 0
QGen | 5 | 29 | 24 | 0
QGen | 5 | 30 | 1 | 0
QGen | 5 | 30 | 2 | 0
QGen | 5 | 30 | 3 | 0
QGen | 5 | 30 | 4 | 0
QGen | 5 | 30 | 5 | 0
QGen | 5 | 30 | 6 | 0
QGen | 5 | 30 | 7 | 0
QGen | 5 | 30 | 8 | 0
QGen | 5 | 30 | 9 | 0
QGen | 5 | 30 | 10 | 0
QGen | 5 | 30 | 11 | 0
QGen | 5 | 30 | 12 | 0
QGen | 5 | 30 | 13 | 0
QGen | 5 | 30 | 14 | 0
QGen | 5 | 30 | 15 | 0
QGen | 5 | 30 | 16 | 0
QGen | 5 | 30 | 17 | 0
QGen | 5 | 30 | 18 | 0
QGen | 5 | 30 | 19 | 0
QGen | 5 | 30 | 20 | 0
QGen | 5 | 30 | 21 | 0
QGen | 5 | 30 | 22 | 0
QGen | 5 | 30 | 23 | 0
QGen | 5 | 30 | 24 | 0
QGen | 5 | 31 | 1 | 0
QGen | 5 | 31 | 2 | 0
QGen | 5 | 31 | 3 | 0
QGen | 5 | 31 | 4 | 0
QGen | 5 | 31 | 5 | 0
QGen | 5 | 31 | 6 | 0
QGen | 5 | 31 | 7 | 0
QGen | 5 | 31 | 8 | 0
QGen | 5 | 31 | 9 | 0
QGen | 5 | 31 | 10 | 0
QGen | 5 | 31 | 11 | 0
QGen | 5 | 31 | 12 | 0
QGen | 5 | 31 | 13 | 0
QGen | 5 | 31 | 14 | 0
QGen | 5 | 31 | 15 | 0
QGen | 5 | 31 | 16 | 0
QGen | 5 | 31 | 17 | 0
QGen | 5 | 31 | 18 | 0
QGen | 5 | 31 | 19 | 0
QGen | 5 | 31 | 20 | 0
QGen | 5 | 31 | 21 | 0
QGen | 5 | 31 | 22 | 0
QGen | 5 | 31 | 23 | 0
QGen | 5 | 31 | 24 | 0
QGen | 5 | 32 | 1 | 0
QGen | 5 | 32 | 2 | 0
QGen | 5 | 32 | 3 | 0
QGen | 5 | 32 | 4 | 0
QGen | 5 | 32 | 5 | 0
QGen | 5 | 32 | 6 | 0
QGen | 5 | 32 | 7 | 0
QGen | 5 | 32 | 8 | 0
QGen | 5 | 32 | 9 | 0
QGen | 5 | 32 | 10 | 0
QGen | 5 | 32 | 11 | 0
QGen | 5 | 32 | 12 | 0
QGen | 5 | 32 | 13 | 0
QGen | 5 | 32 | 14 | 0
QGen | 5 | 32 | 15 | 0
QGen | 5 | 32 | 16 | 0
QGen | 5 | 32 | 17 | 0
QGen | 5 | 32 | 18 | 0
QGen | 5 | 32 | 19 | 0
QGen | 5 | 32 | 20 | 0
QGen | 5 | 32 | 21 | 0
QGen | 5 | 32 | 22 | 0
QGen | 5 | 32 | 23 | 0
QGen | 5 | 32 | 24 | 0
QGen | 5 | 33 | 1 | 0
QGen | 5 | 33 | 2 | 0
QGen | 5 | 33 | 3 | 0
QGen | 5 | 33 | 4 | 0
QGen | 5 | 33 | 5 | 0
QGen | 5 | 33 | 6 | 0
QGen | 5 | 33 | 7 | 0
QGen | 5 | 33 | 8 | 0
QGen | 5 | 33 | 9 | 0
QGen | 5 | 33 | 10 | 0
QGen | 5 | 33 | 11 | 0
QGen | 5 | 33 | 12 | 0
QGen | 5 | 33 | 13 | 0
QGen | 5 | 33 | 14 | 0
QGen | 5 | 33 | 15 | 0
QGen | 5 | 33 | 16 | 0
QGen | 5 | 33 | 17 | 0
QGen | 5 | 33 | 18 | 0
QGen | 5 | 33 | 19 | 0
QGen | 5 | 33 | 20 | 0
QGen | 5 | 33 | 21 | 0
QGen | 5 | 33 | 22 | 0
QGen | 5 | 33 | 23 | 0
QGen | 5 | 33 | 24 | 0

## Line_Status
Variable_name | Index: Lines | Index: Times | Value
Line_Status | 1 | 1 | 1
Line_Status | 1 | 2 | 1
Line_Status | 1 | 3 | 1
Line_Status | 1 | 4 | 1
Line_Status | 1 | 5 | 1
Line_Status | 1 | 6 | 1
Line_Status | 1 | 7 | 1
Line_Status | 1 | 8 | 1
Line_Status | 1 | 9 | 1
Line_Status | 1 | 10 | 1
Line_Status | 1 | 11 | 1
Line_Status | 1 | 12 | 1
Line_Status | 1 | 13 | 1
Line_Status | 1 | 14 | 1
Line_Status | 1 | 15 | 1
Line_Status | 1 | 16 | 1
Line_Status | 1 | 17 | 1
Line_Status | 1 | 18 | 1
Line_Status | 1 | 19 | 1
Line_Status | 1 | 20 | 1
Line_Status | 1 | 21 | 1
Line_Status | 1 | 22 | 1
Line_Status | 1 | 23 | 1
Line_Status | 1 | 24 | 1
Line_Status | 2 | 1 | 1
Line_Status | 2 | 2 | 1
Line_Status | 2 | 3 | 1
Line_Status | 2 | 4 | 1
Line_Status | 2 | 5 | 1
Line_Status | 2 | 6 | 1
Line_Status | 2 | 7 | 1
Line_Status | 2 | 8 | 1
Line_Status | 2 | 9 | 1
Line_Status | 2 | 10 | 1
Line_Status | 2 | 11 | 1
Line_Status | 2 | 12 | 1
Line_Status | 2 | 13 | 1
Line_Status | 2 | 14 | 1
Line_Status | 2 | 15 | 1
Line_Status | 2 | 16 | 1
Line_Status | 2 | 17 | 1
Line_Status | 2 | 18 | 1
Line_Status | 2 | 19 | 1
Line_Status | 2 | 20 | 1
Line_Status | 2 | 21 | 1
Line_Status | 2 | 22 | 1
Line_Status | 2 | 23 | 1
Line_Status | 2 | 24 | 1
Line_Status | 3 | 1 | 1
Line_Status | 3 | 2 | 1
Line_Status | 3 | 3 | 1
Line_Status | 3 | 4 | 1
Line_Status | 3 | 5 | 1
Line_Status | 3 | 6 | 1
Line_Status | 3 | 7 | 1
Line_Status | 3 | 8 | 1
Line_Status | 3 | 9 | 1
Line_Status | 3 | 10 | 1
Line_Status | 3 | 11 | 1
Line_Status | 3 | 12 | 1
Line_Status | 3 | 13 | 1
Line_Status | 3 | 14 | 1
Line_Status | 3 | 15 | 1
Line_Status | 3 | 16 | 1
Line_Status | 3 | 17 | 1
Line_Status | 3 | 18 | 1
Line_Status | 3 | 19 | 1
Line_Status | 3 | 20 | 1
Line_Status | 3 | 21 | 1
Line_Status | 3 | 22 | 1
Line_Status | 3 | 23 | 1
Line_Status | 3 | 24 | 1
Line_Status | 4 | 1 | 1
Line_Status | 4 | 2 | 1
Line_Status | 4 | 3 | 1
Line_Status | 4 | 4 | 1
Line_Status | 4 | 5 | 1
Line_Status | 4 | 6 | 1
Line_Status | 4 | 7 | 1
Line_Status | 4 | 8 | 1
Line_Status | 4 | 9 | 1
Line_Status | 4 | 10 | 1
Line_Status | 4 | 11 | 1
Line_Status | 4 | 12 | 1
Line_Status | 4 | 13 | 1
Line_Status | 4 | 14 | 1
Line_Status | 4 | 15 | 1
Line_Status | 4 | 16 | 1
Line_Status | 4 | 17 | 1
Line_Status | 4 | 18 | 1
Line_Status | 4 | 19 | 1
Line_Status | 4 | 20 | 1
Line_Status | 4 | 21 | 1
Line_Status | 4 | 22 | 1
Line_Status | 4 | 23 | 1
Line_Status | 4 | 24 | 1
Line_Status | 5 | 1 | 1
Line_Status | 5 | 2 | 1
Line_Status | 5 | 3 | 1
Line_Status | 5 | 4 | 1
Line_Status | 5 | 5 | 1
Line_Status | 5 | 6 | 1
Line_Status | 5 | 7 | 1
Line_Status | 5 | 8 | 1
Line_Status | 5 | 9 | 1
Line_Status | 5 | 10 | 1
Line_Status | 5 | 11 | 1
Line_Status | 5 | 12 | 1
Line_Status | 5 | 13 | 1
Line_Status | 5 | 14 | 1
Line_Status | 5 | 15 | 1
Line_Status | 5 | 16 | 1
Line_Status | 5 | 17 | 1
Line_Status | 5 | 18 | 1
Line_Status | 5 | 19 | 1
Line_Status | 5 | 20 | 1
Line_Status | 5 | 21 | 1
Line_Status | 5 | 22 | 1
Line_Status | 5 | 23 | 1
Line_Status | 5 | 24 | 1
Line_Status | 6 | 1 | 0
Line_Status | 6 | 2 | 0
Line_Status | 6 | 3 | 0
Line_Status | 6 | 4 | 0
Line_Status | 6 | 5 | 0
Line_Status | 6 | 6 | 0
Line_Status | 6 | 7 | 0
Line_Status | 6 | 8 | 0
Line_Status | 6 | 9 | 0
Line_Status | 6 | 10 | 0
Line_Status | 6 | 11 | 0
Line_Status | 6 | 12 | 0
Line_Status | 6 | 13 | 0
Line_Status | 6 | 14 | 0
Line_Status | 6 | 15 | 0
Line_Status | 6 | 16 | 0
Line_Status | 6 | 17 | 0
Line_Status | 6 | 18 | 0
Line_Status | 6 | 19 | 0
Line_Status | 6 | 20 | 0
Line_Status | 6 | 21 | 0
Line_Status | 6 | 22 | 0
Line_Status | 6 | 23 | 0
Line_Status | 6 | 24 | 0
Line_Status | 7 | 1 | 1
Line_Status | 7 | 2 | 1
Line_Status | 7 | 3 | 1
Line_Status | 7 | 4 | 1
Line_Status | 7 | 5 | 1
Line_Status | 7 | 6 | 1
Line_Status | 7 | 7 | 1
Line_Status | 7 | 8 | 1
Line_Status | 7 | 9 | 1
Line_Status | 7 | 10 | 1
Line_Status | 7 | 11 | 1
Line_Status | 7 | 12 | 1
Line_Status | 7 | 13 | 1
Line_Status | 7 | 14 | 1
Line_Status | 7 | 15 | 1
Line_Status | 7 | 16 | 1
Line_Status | 7 | 17 | 1
Line_Status | 7 | 18 | 1
Line_Status | 7 | 19 | 1
Line_Status | 7 | 20 | 1
Line_Status | 7 | 21 | 1
Line_Status | 7 | 22 | 1
Line_Status | 7 | 23 | 1
Line_Status | 7 | 24 | 1
Line_Status | 8 | 1 | 1
Line_Status | 8 | 2 | 1
Line_Status | 8 | 3 | 1
Line_Status | 8 | 4 | 1
Line_Status | 8 | 5 | 1
Line_Status | 8 | 6 | 1
Line_Status | 8 | 7 | 1
Line_Status | 8 | 8 | 1
Line_Status | 8 | 9 | 1
Line_Status | 8 | 10 | 1
Line_Status | 8 | 11 | 1
Line_Status | 8 | 12 | 1
Line_Status | 8 | 13 | 1
Line_Status | 8 | 14 | 1
Line_Status | 8 | 15 | 1
Line_Status | 8 | 16 | 1
Line_Status | 8 | 17 | 1
Line_Status | 8 | 18 | 1
Line_Status | 8 | 19 | 1
Line_Status | 8 | 20 | 1
Line_Status | 8 | 21 | 1
Line_Status | 8 | 22 | 1
Line_Status | 8 | 23 | 1
Line_Status | 8 | 24 | 1
Line_Status | 9 | 1 | 0
Line_Status | 9 | 2 | 0
Line_Status | 9 | 3 | 0
Line_Status | 9 | 4 | 0
Line_Status | 9 | 5 | 0
Line_Status | 9 | 6 | 0
Line_Status | 9 | 7 | 0
Line_Status | 9 | 8 | 0
Line_Status | 9 | 9 | 0
Line_Status | 9 | 10 | 0
Line_Status | 9 | 11 | 0
Line_Status | 9 | 12 | 0
Line_Status | 9 | 13 | 0
Line_Status | 9 | 14 | 0
Line_Status | 9 | 15 | 0
Line_Status | 9 | 16 | 0
Line_Status | 9 | 17 | 0
Line_Status | 9 | 18 | 0
Line_Status | 9 | 19 | 0
Line_Status | 9 | 20 | 0
Line_Status | 9 | 21 | 0
Line_Status | 9 | 22 | 0
Line_Status | 9 | 23 | 0
Line_Status | 9 | 24 | 0
Line_Status | 10 | 1 | 1
Line_Status | 10 | 2 | 1
Line_Status | 10 | 3 | 1
Line_Status | 10 | 4 | 1
Line_Status | 10 | 5 | 1
Line_Status | 10 | 6 | 1
Line_Status | 10 | 7 | 1
Line_Status | 10 | 8 | 1
Line_Status | 10 | 9 | 1
Line_Status | 10 | 10 | 1
Line_Status | 10 | 11 | 1
Line_Status | 10 | 12 | 1
Line_Status | 10 | 13 | 1
Line_Status | 10 | 14 | 1
Line_Status | 10 | 15 | 1
Line_Status | 10 | 16 | 1
Line_Status | 10 | 17 | 1
Line_Status | 10 | 18 | 1
Line_Status | 10 | 19 | 1
Line_Status | 10 | 20 | 1
Line_Status | 10 | 21 | 1
Line_Status | 10 | 22 | 1
Line_Status | 10 | 23 | 1
Line_Status | 10 | 24 | 1
Line_Status | 11 | 1 | 1
Line_Status | 11 | 2 | 1
Line_Status | 11 | 3 | 1
Line_Status | 11 | 4 | 1
Line_Status | 11 | 5 | 1
Line_Status | 11 | 6 | 1
Line_Status | 11 | 7 | 1
Line_Status | 11 | 8 | 1
Line_Status | 11 | 9 | 1
Line_Status | 11 | 10 | 1
Line_Status | 11 | 11 | 1
Line_Status | 11 | 12 | 1
Line_Status | 11 | 13 | 1
Line_Status | 11 | 14 | 1
Line_Status | 11 | 15 | 1
Line_Status | 11 | 16 | 1
Line_Status | 11 | 17 | 1
Line_Status | 11 | 18 | 1
Line_Status | 11 | 19 | 1
Line_Status | 11 | 20 | 1
Line_Status | 11 | 21 | 1
Line_Status | 11 | 22 | 1
Line_Status | 11 | 23 | 1
Line_Status | 11 | 24 | 1
Line_Status | 12 | 1 | 1
Line_Status | 12 | 2 | 1
Line_Status | 12 | 3 | 1
Line_Status | 12 | 4 | 1
Line_Status | 12 | 5 | 1
Line_Status | 12 | 6 | 1
Line_Status | 12 | 7 | 1
Line_Status | 12 | 8 | 1
Line_Status | 12 | 9 | 1
Line_Status | 12 | 10 | 1
Line_Status | 12 | 11 | 1
Line_Status | 12 | 12 | 1
Line_Status | 12 | 13 | 1
Line_Status | 12 | 14 | 1
Line_Status | 12 | 15 | 1
Line_Status | 12 | 16 | 1
Line_Status | 12 | 17 | 1
Line_Status | 12 | 18 | 1
Line_Status | 12 | 19 | 1
Line_Status | 12 | 20 | 1
Line_Status | 12 | 21 | 1
Line_Status | 12 | 22 | 1
Line_Status | 12 | 23 | 1
Line_Status | 12 | 24 | 1
Line_Status | 13 | 1 | 1
Line_Status | 13 | 2 | 1
Line_Status | 13 | 3 | 1
Line_Status | 13 | 4 | 1
Line_Status | 13 | 5 | 1
Line_Status | 13 | 6 | 1
Line_Status | 13 | 7 | 1
Line_Status | 13 | 8 | 1
Line_Status | 13 | 9 | 1
Line_Status | 13 | 10 | 1
Line_Status | 13 | 11 | 1
Line_Status | 13 | 12 | 1
Line_Status | 13 | 13 | 1
Line_Status | 13 | 14 | 1
Line_Status | 13 | 15 | 1
Line_Status | 13 | 16 | 1
Line_Status | 13 | 17 | 1
Line_Status | 13 | 18 | 1
Line_Status | 13 | 19 | 1
Line_Status | 13 | 20 | 1
Line_Status | 13 | 21 | 1
Line_Status | 13 | 22 | 1
Line_Status | 13 | 23 | 1
Line_Status | 13 | 24 | 1
Line_Status | 14 | 1 | 1
Line_Status | 14 | 2 | 1
Line_Status | 14 | 3 | 1
Line_Status | 14 | 4 | 1
Line_Status | 14 | 5 | 1
Line_Status | 14 | 6 | 1
Line_Status | 14 | 7 | 1
Line_Status | 14 | 8 | 1
Line_Status | 14 | 9 | 1
Line_Status | 14 | 10 | 1
Line_Status | 14 | 11 | 1
Line_Status | 14 | 12 | 1
Line_Status | 14 | 13 | 1
Line_Status | 14 | 14 | 1
Line_Status | 14 | 15 | 1
Line_Status | 14 | 16 | 1
Line_Status | 14 | 17 | 1
Line_Status | 14 | 18 | 1
Line_Status | 14 | 19 | 1
Line_Status | 14 | 20 | 1
Line_Status | 14 | 21 | 1
Line_Status | 14 | 22 | 1
Line_Status | 14 | 23 | 1
Line_Status | 14 | 24 | 1
Line_Status | 15 | 1 | 1
Line_Status | 15 | 2 | 1
Line_Status | 15 | 3 | 1
Line_Status | 15 | 4 | 1
Line_Status | 15 | 5 | 1
Line_Status | 15 | 6 | 1
Line_Status | 15 | 7 | 1
Line_Status | 15 | 8 | 1
Line_Status | 15 | 9 | 1
Line_Status | 15 | 10 | 1
Line_Status | 15 | 11 | 1
Line_Status | 15 | 12 | 1
Line_Status | 15 | 13 | 1
Line_Status | 15 | 14 | 1
Line_Status | 15 | 15 | 1
Line_Status | 15 | 16 | 1
Line_Status | 15 | 17 | 1
Line_Status | 15 | 18 | 1
Line_Status | 15 | 19 | 1
Line_Status | 15 | 20 | 1
Line_Status | 15 | 21 | 1
Line_Status | 15 | 22 | 1
Line_Status | 15 | 23 | 1
Line_Status | 15 | 24 | 1
Line_Status | 16 | 1 | 1
Line_Status | 16 | 2 | 1
Line_Status | 16 | 3 | 1
Line_Status | 16 | 4 | 1
Line_Status | 16 | 5 | 1
Line_Status | 16 | 6 | 1
Line_Status | 16 | 7 | 1
Line_Status | 16 | 8 | 1
Line_Status | 16 | 9 | 1
Line_Status | 16 | 10 | 1
Line_Status | 16 | 11 | 1
Line_Status | 16 | 12 | 1
Line_Status | 16 | 13 | 1
Line_Status | 16 | 14 | 1
Line_Status | 16 | 15 | 1
Line_Status | 16 | 16 | 1
Line_Status | 16 | 17 | 1
Line_Status | 16 | 18 | 1
Line_Status | 16 | 19 | 1
Line_Status | 16 | 20 | 1
Line_Status | 16 | 21 | 1
Line_Status | 16 | 22 | 1
Line_Status | 16 | 23 | 1
Line_Status | 16 | 24 | 1
Line_Status | 17 | 1 | 1
Line_Status | 17 | 2 | 1
Line_Status | 17 | 3 | 1
Line_Status | 17 | 4 | 1
Line_Status | 17 | 5 | 1
Line_Status | 17 | 6 | 1
Line_Status | 17 | 7 | 1
Line_Status | 17 | 8 | 1
Line_Status | 17 | 9 | 1
Line_Status | 17 | 10 | 1
Line_Status | 17 | 11 | 1
Line_Status | 17 | 12 | 1
Line_Status | 17 | 13 | 1
Line_Status | 17 | 14 | 1
Line_Status | 17 | 15 | 1
Line_Status | 17 | 16 | 1
Line_Status | 17 | 17 | 1
Line_Status | 17 | 18 | 1
Line_Status | 17 | 19 | 1
Line_Status | 17 | 20 | 1
Line_Status | 17 | 21 | 1
Line_Status | 17 | 22 | 1
Line_Status | 17 | 23 | 1
Line_Status | 17 | 24 | 1
Line_Status | 18 | 1 | 1
Line_Status | 18 | 2 | 1
Line_Status | 18 | 3 | 1
Line_Status | 18 | 4 | 1
Line_Status | 18 | 5 | 1
Line_Status | 18 | 6 | 1
Line_Status | 18 | 7 | 1
Line_Status | 18 | 8 | 1
Line_Status | 18 | 9 | 1
Line_Status | 18 | 10 | 1
Line_Status | 18 | 11 | 1
Line_Status | 18 | 12 | 1
Line_Status | 18 | 13 | 1
Line_Status | 18 | 14 | 1
Line_Status | 18 | 15 | 1
Line_Status | 18 | 16 | 1
Line_Status | 18 | 17 | 1
Line_Status | 18 | 18 | 1
Line_Status | 18 | 19 | 1
Line_Status | 18 | 20 | 1
Line_Status | 18 | 21 | 1
Line_Status | 18 | 22 | 1
Line_Status | 18 | 23 | 1
Line_Status | 18 | 24 | 1
Line_Status | 19 | 1 | 1
Line_Status | 19 | 2 | 1
Line_Status | 19 | 3 | 1
Line_Status | 19 | 4 | 1
Line_Status | 19 | 5 | 1
Line_Status | 19 | 6 | 1
Line_Status | 19 | 7 | 1
Line_Status | 19 | 8 | 1
Line_Status | 19 | 9 | 1
Line_Status | 19 | 10 | 1
Line_Status | 19 | 11 | 1
Line_Status | 19 | 12 | 1
Line_Status | 19 | 13 | 1
Line_Status | 19 | 14 | 1
Line_Status | 19 | 15 | 1
Line_Status | 19 | 16 | 1
Line_Status | 19 | 17 | 1
Line_Status | 19 | 18 | 1
Line_Status | 19 | 19 | 1
Line_Status | 19 | 20 | 1
Line_Status | 19 | 21 | 1
Line_Status | 19 | 22 | 1
Line_Status | 19 | 23 | 1
Line_Status | 19 | 24 | 1
Line_Status | 20 | 1 | 1
Line_Status | 20 | 2 | 1
Line_Status | 20 | 3 | 1
Line_Status | 20 | 4 | 1
Line_Status | 20 | 5 | 1
Line_Status | 20 | 6 | 1
Line_Status | 20 | 7 | 1
Line_Status | 20 | 8 | 1
Line_Status | 20 | 9 | 1
Line_Status | 20 | 10 | 1
Line_Status | 20 | 11 | 1
Line_Status | 20 | 12 | 1
Line_Status | 20 | 13 | 1
Line_Status | 20 | 14 | 1
Line_Status | 20 | 15 | 1
Line_Status | 20 | 16 | 1
Line_Status | 20 | 17 | 1
Line_Status | 20 | 18 | 1
Line_Status | 20 | 19 | 1
Line_Status | 20 | 20 | 1
Line_Status | 20 | 21 | 1
Line_Status | 20 | 22 | 1
Line_Status | 20 | 23 | 1
Line_Status | 20 | 24 | 1
Line_Status | 21 | 1 | 1
Line_Status | 21 | 2 | 1
Line_Status | 21 | 3 | 1
Line_Status | 21 | 4 | 1
Line_Status | 21 | 5 | 1
Line_Status | 21 | 6 | 1
Line_Status | 21 | 7 | 1
Line_Status | 21 | 8 | 1
Line_Status | 21 | 9 | 1
Line_Status | 21 | 10 | 1
Line_Status | 21 | 11 | 1
Line_Status | 21 | 12 | 1
Line_Status | 21 | 13 | 1
Line_Status | 21 | 14 | 1
Line_Status | 21 | 15 | 1
Line_Status | 21 | 16 | 1
Line_Status | 21 | 17 | 1
Line_Status | 21 | 18 | 1
Line_Status | 21 | 19 | 1
Line_Status | 21 | 20 | 1
Line_Status | 21 | 21 | 1
Line_Status | 21 | 22 | 1
Line_Status | 21 | 23 | 1
Line_Status | 21 | 24 | 1
Line_Status | 22 | 1 | 1
Line_Status | 22 | 2 | 1
Line_Status | 22 | 3 | 1
Line_Status | 22 | 4 | 1
Line_Status | 22 | 5 | 1
Line_Status | 22 | 6 | 1
Line_Status | 22 | 7 | 1
Line_Status | 22 | 8 | 1
Line_Status | 22 | 9 | 1
Line_Status | 22 | 10 | 1
Line_Status | 22 | 11 | 1
Line_Status | 22 | 12 | 1
Line_Status | 22 | 13 | 1
Line_Status | 22 | 14 | 1
Line_Status | 22 | 15 | 1
Line_Status | 22 | 16 | 1
Line_Status | 22 | 17 | 1
Line_Status | 22 | 18 | 1
Line_Status | 22 | 19 | 1
Line_Status | 22 | 20 | 1
Line_Status | 22 | 21 | 1
Line_Status | 22 | 22 | 1
Line_Status | 22 | 23 | 1
Line_Status | 22 | 24 | 1
Line_Status | 23 | 1 | 1
Line_Status | 23 | 2 | 1
Line_Status | 23 | 3 | 1
Line_Status | 23 | 4 | 1
Line_Status | 23 | 5 | 1
Line_Status | 23 | 6 | 1
Line_Status | 23 | 7 | 1
Line_Status | 23 | 8 | 1
Line_Status | 23 | 9 | 1
Line_Status | 23 | 10 | 1
Line_Status | 23 | 11 | 1
Line_Status | 23 | 12 | 1
Line_Status | 23 | 13 | 1
Line_Status | 23 | 14 | 1
Line_Status | 23 | 15 | 1
Line_Status | 23 | 16 | 1
Line_Status | 23 | 17 | 1
Line_Status | 23 | 18 | 1
Line_Status | 23 | 19 | 1
Line_Status | 23 | 20 | 1
Line_Status | 23 | 21 | 1
Line_Status | 23 | 22 | 1
Line_Status | 23 | 23 | 1
Line_Status | 23 | 24 | 1
Line_Status | 24 | 1 | 1
Line_Status | 24 | 2 | 1
Line_Status | 24 | 3 | 1
Line_Status | 24 | 4 | 1
Line_Status | 24 | 5 | 1
Line_Status | 24 | 6 | 1
Line_Status | 24 | 7 | 1
Line_Status | 24 | 8 | 1
Line_Status | 24 | 9 | 1
Line_Status | 24 | 10 | 1
Line_Status | 24 | 11 | 1
Line_Status | 24 | 12 | 1
Line_Status | 24 | 13 | 1
Line_Status | 24 | 14 | 1
Line_Status | 24 | 15 | 1
Line_Status | 24 | 16 | 1
Line_Status | 24 | 17 | 1
Line_Status | 24 | 18 | 1
Line_Status | 24 | 19 | 1
Line_Status | 24 | 20 | 1
Line_Status | 24 | 21 | 1
Line_Status | 24 | 22 | 1
Line_Status | 24 | 23 | 1
Line_Status | 24 | 24 | 1
Line_Status | 25 | 1 | 1
Line_Status | 25 | 2 | 1
Line_Status | 25 | 3 | 1
Line_Status | 25 | 4 | 1
Line_Status | 25 | 5 | 1
Line_Status | 25 | 6 | 1
Line_Status | 25 | 7 | 1
Line_Status | 25 | 8 | 1
Line_Status | 25 | 9 | 1
Line_Status | 25 | 10 | 1
Line_Status | 25 | 11 | 1
Line_Status | 25 | 12 | 1
Line_Status | 25 | 13 | 1
Line_Status | 25 | 14 | 1
Line_Status | 25 | 15 | 1
Line_Status | 25 | 16 | 1
Line_Status | 25 | 17 | 1
Line_Status | 25 | 18 | 1
Line_Status | 25 | 19 | 1
Line_Status | 25 | 20 | 1
Line_Status | 25 | 21 | 1
Line_Status | 25 | 22 | 1
Line_Status | 25 | 23 | 1
Line_Status | 25 | 24 | 1
Line_Status | 26 | 1 | 1
Line_Status | 26 | 2 | 1
Line_Status | 26 | 3 | 1
Line_Status | 26 | 4 | 1
Line_Status | 26 | 5 | 1
Line_Status | 26 | 6 | 1
Line_Status | 26 | 7 | 1
Line_Status | 26 | 8 | 1
Line_Status | 26 | 9 | 1
Line_Status | 26 | 10 | 1
Line_Status | 26 | 11 | 1
Line_Status | 26 | 12 | 1
Line_Status | 26 | 13 | 1
Line_Status | 26 | 14 | 1
Line_Status | 26 | 15 | 1
Line_Status | 26 | 16 | 1
Line_Status | 26 | 17 | 1
Line_Status | 26 | 18 | 1
Line_Status | 26 | 19 | 1
Line_Status | 26 | 20 | 1
Line_Status | 26 | 21 | 1
Line_Status | 26 | 22 | 1
Line_Status | 26 | 23 | 1
Line_Status | 26 | 24 | 1
Line_Status | 27 | 1 | 1
Line_Status | 27 | 2 | 1
Line_Status | 27 | 3 | 1
Line_Status | 27 | 4 | 1
Line_Status | 27 | 5 | 1
Line_Status | 27 | 6 | 1
Line_Status | 27 | 7 | 1
Line_Status | 27 | 8 | 1
Line_Status | 27 | 9 | 1
Line_Status | 27 | 10 | 1
Line_Status | 27 | 11 | 1
Line_Status | 27 | 12 | 1
Line_Status | 27 | 13 | 1
Line_Status | 27 | 14 | 1
Line_Status | 27 | 15 | 1
Line_Status | 27 | 16 | 1
Line_Status | 27 | 17 | 1
Line_Status | 27 | 18 | 1
Line_Status | 27 | 19 | 1
Line_Status | 27 | 20 | 1
Line_Status | 27 | 21 | 1
Line_Status | 27 | 22 | 1
Line_Status | 27 | 23 | 1
Line_Status | 27 | 24 | 1
Line_Status | 28 | 1 | 1
Line_Status | 28 | 2 | 1
Line_Status | 28 | 3 | 1
Line_Status | 28 | 4 | 1
Line_Status | 28 | 5 | 1
Line_Status | 28 | 6 | 1
Line_Status | 28 | 7 | 1
Line_Status | 28 | 8 | 1
Line_Status | 28 | 9 | 1
Line_Status | 28 | 10 | 1
Line_Status | 28 | 11 | 1
Line_Status | 28 | 12 | 1
Line_Status | 28 | 13 | 1
Line_Status | 28 | 14 | 1
Line_Status | 28 | 15 | 1
Line_Status | 28 | 16 | 1
Line_Status | 28 | 17 | 1
Line_Status | 28 | 18 | 1
Line_Status | 28 | 19 | 1
Line_Status | 28 | 20 | 1
Line_Status | 28 | 21 | 1
Line_Status | 28 | 22 | 1
Line_Status | 28 | 23 | 1
Line_Status | 28 | 24 | 1
Line_Status | 29 | 1 | 1
Line_Status | 29 | 2 | 1
Line_Status | 29 | 3 | 1
Line_Status | 29 | 4 | 1
Line_Status | 29 | 5 | 1
Line_Status | 29 | 6 | 1
Line_Status | 29 | 7 | 1
Line_Status | 29 | 8 | 1
Line_Status | 29 | 9 | 1
Line_Status | 29 | 10 | 1
Line_Status | 29 | 11 | 1
Line_Status | 29 | 12 | 1
Line_Status | 29 | 13 | 1
Line_Status | 29 | 14 | 1
Line_Status | 29 | 15 | 1
Line_Status | 29 | 16 | 1
Line_Status | 29 | 17 | 1
Line_Status | 29 | 18 | 1
Line_Status | 29 | 19 | 1
Line_Status | 29 | 20 | 1
Line_Status | 29 | 21 | 1
Line_Status | 29 | 22 | 1
Line_Status | 29 | 23 | 1
Line_Status | 29 | 24 | 1
Line_Status | 30 | 1 | 1
Line_Status | 30 | 2 | 1
Line_Status | 30 | 3 | 1
Line_Status | 30 | 4 | 1
Line_Status | 30 | 5 | 1
Line_Status | 30 | 6 | 1
Line_Status | 30 | 7 | 1
Line_Status | 30 | 8 | 1
Line_Status | 30 | 9 | 1
Line_Status | 30 | 10 | 1
Line_Status | 30 | 11 | 1
Line_Status | 30 | 12 | 1
Line_Status | 30 | 13 | 1
Line_Status | 30 | 14 | 1
Line_Status | 30 | 15 | 1
Line_Status | 30 | 16 | 1
Line_Status | 30 | 17 | 1
Line_Status | 30 | 18 | 1
Line_Status | 30 | 19 | 1
Line_Status | 30 | 20 | 1
Line_Status | 30 | 21 | 1
Line_Status | 30 | 22 | 1
Line_Status | 30 | 23 | 1
Line_Status | 30 | 24 | 1
Line_Status | 31 | 1 | 1
Line_Status | 31 | 2 | 1
Line_Status | 31 | 3 | 1
Line_Status | 31 | 4 | 1
Line_Status | 31 | 5 | 1
Line_Status | 31 | 6 | 1
Line_Status | 31 | 7 | 1
Line_Status | 31 | 8 | 1
Line_Status | 31 | 9 | 1
Line_Status | 31 | 10 | 1
Line_Status | 31 | 11 | 1
Line_Status | 31 | 12 | 1
Line_Status | 31 | 13 | 1
Line_Status | 31 | 14 | 1
Line_Status | 31 | 15 | 1
Line_Status | 31 | 16 | 1
Line_Status | 31 | 17 | 1
Line_Status | 31 | 18 | 1
Line_Status | 31 | 19 | 1
Line_Status | 31 | 20 | 1
Line_Status | 31 | 21 | 1
Line_Status | 31 | 22 | 1
Line_Status | 31 | 23 | 1
Line_Status | 31 | 24 | 1
Line_Status | 32 | 1 | 0
Line_Status | 32 | 2 | 0
Line_Status | 32 | 3 | 0
Line_Status | 32 | 4 | 0
Line_Status | 32 | 5 | 0
Line_Status | 32 | 6 | 0
Line_Status | 32 | 7 | 0
Line_Status | 32 | 8 | 0
Line_Status | 32 | 9 | 0
Line_Status | 32 | 10 | 0
Line_Status | 32 | 11 | 0
Line_Status | 32 | 12 | 0
Line_Status | 32 | 13 | 0
Line_Status | 32 | 14 | 0
Line_Status | 32 | 15 | 0
Line_Status | 32 | 16 | 0
Line_Status | 32 | 17 | 0
Line_Status | 32 | 18 | 0
Line_Status | 32 | 19 | 0
Line_Status | 32 | 20 | 0
Line_Status | 32 | 21 | 0
Line_Status | 32 | 22 | 0
Line_Status | 32 | 23 | 0
Line_Status | 32 | 24 | 0
Line_Status | 33 | 1 | 1
Line_Status | 33 | 2 | 1
Line_Status | 33 | 3 | 1
Line_Status | 33 | 4 | 1
Line_Status | 33 | 5 | 1
Line_Status | 33 | 6 | 1
Line_Status | 33 | 7 | 1
Line_Status | 33 | 8 | 1
Line_Status | 33 | 9 | 1
Line_Status | 33 | 10 | 1
Line_Status | 33 | 11 | 1
Line_Status | 33 | 12 | 1
Line_Status | 33 | 13 | 1
Line_Status | 33 | 14 | 1
Line_Status | 33 | 15 | 1
Line_Status | 33 | 16 | 1
Line_Status | 33 | 17 | 1
Line_Status | 33 | 18 | 1
Line_Status | 33 | 19 | 1
Line_Status | 33 | 20 | 1
Line_Status | 33 | 21 | 1
Line_Status | 33 | 22 | 1
Line_Status | 33 | 23 | 1
Line_Status | 33 | 24 | 1
Line_Status | 34 | 1 | 0
Line_Status | 34 | 2 | 0
Line_Status | 34 | 3 | 0
Line_Status | 34 | 4 | 0
Line_Status | 34 | 5 | 0
Line_Status | 34 | 6 | 0
Line_Status | 34 | 7 | 0
Line_Status | 34 | 8 | 0
Line_Status | 34 | 9 | 0
Line_Status | 34 | 10 | 0
Line_Status | 34 | 11 | 0
Line_Status | 34 | 12 | 0
Line_Status | 34 | 13 | 0
Line_Status | 34 | 14 | 0
Line_Status | 34 | 15 | 0
Line_Status | 34 | 16 | 0
Line_Status | 34 | 17 | 0
Line_Status | 34 | 18 | 0
Line_Status | 34 | 19 | 0
Line_Status | 34 | 20 | 0
Line_Status | 34 | 21 | 0
Line_Status | 34 | 22 | 0
Line_Status | 34 | 23 | 0
Line_Status | 34 | 24 | 0
Line_Status | 35 | 1 | 1
Line_Status | 35 | 2 | 1
Line_Status | 35 | 3 | 1
Line_Status | 35 | 4 | 1
Line_Status | 35 | 5 | 1
Line_Status | 35 | 6 | 1
Line_Status | 35 | 7 | 1
Line_Status | 35 | 8 | 1
Line_Status | 35 | 9 | 1
Line_Status | 35 | 10 | 1
Line_Status | 35 | 11 | 1
Line_Status | 35 | 12 | 1
Line_Status | 35 | 13 | 1
Line_Status | 35 | 14 | 1
Line_Status | 35 | 15 | 1
Line_Status | 35 | 16 | 1
Line_Status | 35 | 17 | 1
Line_Status | 35 | 18 | 1
Line_Status | 35 | 19 | 1
Line_Status | 35 | 20 | 1
Line_Status | 35 | 21 | 1
Line_Status | 35 | 22 | 1
Line_Status | 35 | 23 | 1
Line_Status | 35 | 24 | 1
Line_Status | 36 | 1 | 1
Line_Status | 36 | 2 | 1
Line_Status | 36 | 3 | 1
Line_Status | 36 | 4 | 1
Line_Status | 36 | 5 | 1
Line_Status | 36 | 6 | 1
Line_Status | 36 | 7 | 1
Line_Status | 36 | 8 | 1
Line_Status | 36 | 9 | 1
Line_Status | 36 | 10 | 1
Line_Status | 36 | 11 | 1
Line_Status | 36 | 12 | 1
Line_Status | 36 | 13 | 1
Line_Status | 36 | 14 | 1
Line_Status | 36 | 15 | 1
Line_Status | 36 | 16 | 1
Line_Status | 36 | 17 | 1
Line_Status | 36 | 18 | 1
Line_Status | 36 | 19 | 1
Line_Status | 36 | 20 | 1
Line_Status | 36 | 21 | 1
Line_Status | 36 | 22 | 1
Line_Status | 36 | 23 | 1
Line_Status | 36 | 24 | 1
Line_Status | 37 | 1 | 0
Line_Status | 37 | 2 | 0
Line_Status | 37 | 3 | 0
Line_Status | 37 | 4 | 0
Line_Status | 37 | 5 | 0
Line_Status | 37 | 6 | 0
Line_Status | 37 | 7 | 0
Line_Status | 37 | 8 | 0
Line_Status | 37 | 9 | 0
Line_Status | 37 | 10 | 0
Line_Status | 37 | 11 | 0
Line_Status | 37 | 12 | 0
Line_Status | 37 | 13 | 0
Line_Status | 37 | 14 | 0
Line_Status | 37 | 15 | 0
Line_Status | 37 | 16 | 0
Line_Status | 37 | 17 | 0
Line_Status | 37 | 18 | 0
Line_Status | 37 | 19 | 0
Line_Status | 37 | 20 | 0
Line_Status | 37 | 21 | 0
Line_Status | 37 | 22 | 0
Line_Status | 37 | 23 | 0
Line_Status | 37 | 24 | 0

## Transfer_bus_Status
Variable_name | Index: Buses | Index: TimeIntervals | Value
Transfer_bus_Status | 1 | 1 | 1
Transfer_bus_Status | 2 | 1 | 1
Transfer_bus_Status | 3 | 1 | 1
Transfer_bus_Status | 4 | 1 | 1
Transfer_bus_Status | 5 | 1 | 1
Transfer_bus_Status | 6 | 1 | 1
Transfer_bus_Status | 7 | 1 | 1
Transfer_bus_Status | 8 | 1 | 1
Transfer_bus_Status | 9 | 1 | 1
Transfer_bus_Status | 10 | 1 | 1
Transfer_bus_Status | 11 | 1 | 1
Transfer_bus_Status | 12 | 1 | 1
Transfer_bus_Status | 13 | 1 | 1
Transfer_bus_Status | 14 | 1 | 1
Transfer_bus_Status | 15 | 1 | 1
Transfer_bus_Status | 16 | 1 | 1
Transfer_bus_Status | 17 | 1 | 1
Transfer_bus_Status | 18 | 1 | 1
Transfer_bus_Status | 19 | 1 | 1
Transfer_bus_Status | 20 | 1 | 1
Transfer_bus_Status | 21 | 1 | 1
Transfer_bus_Status | 22 | 1 | 1
Transfer_bus_Status | 23 | 1 | 1
Transfer_bus_Status | 24 | 1 | 1
Transfer_bus_Status | 25 | 1 | 1
Transfer_bus_Status | 26 | 1 | 1
Transfer_bus_Status | 27 | 1 | 1
Transfer_bus_Status | 28 | 1 | 1
Transfer_bus_Status | 29 | 1 | 1
Transfer_bus_Status | 30 | 1 | 1
Transfer_bus_Status | 31 | 1 | 1
Transfer_bus_Status | 32 | 1 | 1
Transfer_bus_Status | 33 | 1 | 1

## Fictious_flow
Variable_name | Index: Lines | Index: TimeIntervals | Value
Fictious_flow | 1 | 1 | 4
Fictious_flow | 2 | 1 | 2
Fictious_flow | 3 | 1 | 1
Fictious_flow | 4 | 1 | 1
Fictious_flow | 5 | 1 | 1
Fictious_flow | 6 | 1 | 0
Fictious_flow | 7 | 1 | 0
Fictious_flow | 8 | 1 | 0
Fictious_flow | 9 | 1 | 0
Fictious_flow | 10 | 1 | 0
Fictious_flow | 11 | 1 | 0
Fictious_flow | 12 | 1 | 0
Fictious_flow | 13 | 1 | 0
Fictious_flow | 14 | 1 | 0
Fictious_flow | 15 | 1 | 0
Fictious_flow | 16 | 1 | 0
Fictious_flow | 17 | 1 | 0
Fictious_flow | 18 | 1 | 2
Fictious_flow | 19 | 1 | 2
Fictious_flow | 20 | 1 | 1
Fictious_flow | 21 | 1 | 1
Fictious_flow | 22 | 1 | 1
Fictious_flow | 23 | 1 | 0
Fictious_flow | 24 | 1 | 0
Fictious_flow | 25 | 1 | 1
Fictious_flow | 26 | 1 | 1
Fictious_flow | 27 | 1 | 1
Fictious_flow | 28 | 1 | 1
Fictious_flow | 29 | 1 | 0
Fictious_flow | 30 | 1 | 0
Fictious_flow | 31 | 1 | 0
Fictious_flow | 32 | 1 | 0
Fictious_flow | 33 | 1 | 0
Fictious_flow | 34 | 1 | 0
Fictious_flow | 35 | 1 | -1
Fictious_flow | 36 | 1 | 0
Fictious_flow | 37 | 1 | 0

## PDem
Variable_name | Index: Buses | Index: Times | Value
PDem | 1 | 1 | 0
PDem | 1 | 2 | 0
PDem | 1 | 3 | 0
PDem | 1 | 4 | 0
PDem | 1 | 5 | 0
PDem | 1 | 6 | 0
PDem | 1 | 7 | 0
PDem | 1 | 8 | 0
PDem | 1 | 9 | 0
PDem | 1 | 10 | 0
PDem | 1 | 11 | 0
PDem | 1 | 12 | 0
PDem | 1 | 13 | 0
PDem | 1 | 14 | 0
PDem | 1 | 15 | 0
PDem | 1 | 16 | 0
PDem | 1 | 17 | 0
PDem | 1 | 18 | 0
PDem | 1 | 19 | 0
PDem | 1 | 20 | 0
PDem | 1 | 21 | 0
PDem | 1 | 22 | 0
PDem | 1 | 23 | 0
PDem | 1 | 24 | 0
PDem | 2 | 1 | 0.0052519
PDem | 2 | 2 | 0.004966
PDem | 2 | 3 | 0.0047966
PDem | 2 | 4 | 0.0046886
PDem | 2 | 5 | 0.0047518
PDem | 2 | 6 | 0.0050378
PDem | 2 | 7 | 0.0055704
PDem | 2 | 8 | 0.006461
PDem | 2 | 9 | 0.0077992
PDem | 2 | 10 | 0.0089813
PDem | 2 | 11 | 0.0096548
PDem | 2 | 12 | 0.0098398
PDem | 2 | 13 | 0.0097728
PDem | 2 | 14 | 0.0099624
PDem | 2 | 15 | 0.01
PDem | 2 | 16 | 0.0099126
PDem | 2 | 17 | 0.0098088
PDem | 2 | 18 | 0.0094823
PDem | 2 | 19 | 0.0086656
PDem | 2 | 20 | 0.0082451
PDem | 2 | 21 | 0.0076314
PDem | 2 | 22 | 0.0068747
PDem | 2 | 23 | 0.0061037
PDem | 2 | 24 | 0.0057274
PDem | 3 | 1 | 0.0047267
PDem | 3 | 2 | 0.0044694
PDem | 3 | 3 | 0.0043169
PDem | 3 | 4 | 0.0042198
PDem | 3 | 5 | 0.0042766
PDem | 3 | 6 | 0.0045341
PDem | 3 | 7 | 0.0050134
PDem | 3 | 8 | 0.0058149
PDem | 3 | 9 | 0.0070192
PDem | 3 | 10 | 0.0080832
PDem | 3 | 11 | 0.0086893
PDem | 3 | 12 | 0.0088558
PDem | 3 | 13 | 0.0087955
PDem | 3 | 14 | 0.0089662
PDem | 3 | 15 | 0.009
PDem | 3 | 16 | 0.0089213
PDem | 3 | 17 | 0.0088279
PDem | 3 | 18 | 0.0085341
PDem | 3 | 19 | 0.007799
PDem | 3 | 20 | 0.0074206
PDem | 3 | 21 | 0.0068683
PDem | 3 | 22 | 0.0061873
PDem | 3 | 23 | 0.0054933
PDem | 3 | 24 | 0.0051546
PDem | 4 | 1 | 0.0063022
PDem | 4 | 2 | 0.0059592
PDem | 4 | 3 | 0.0057559
PDem | 4 | 4 | 0.0056264
PDem | 4 | 5 | 0.0057022
PDem | 4 | 6 | 0.0060454
PDem | 4 | 7 | 0.0066845
PDem | 4 | 8 | 0.0077532
PDem | 4 | 9 | 0.009359
PDem | 4 | 10 | 0.010778
PDem | 4 | 11 | 0.011586
PDem | 4 | 12 | 0.011808
PDem | 4 | 13 | 0.011727
PDem | 4 | 14 | 0.011955
PDem | 4 | 15 | 0.012
PDem | 4 | 16 | 0.011895
PDem | 4 | 17 | 0.011771
PDem | 4 | 18 | 0.011379
PDem | 4 | 19 | 0.010399
PDem | 4 | 20 | 0.0098941
PDem | 4 | 21 | 0.0091577
PDem | 4 | 22 | 0.0082497
PDem | 4 | 23 | 0.0073244
PDem | 4 | 24 | 0.0068728
PDem | 5 | 1 | 0.0031511
PDem | 5 | 2 | 0.0029796
PDem | 5 | 3 | 0.0028779
PDem | 5 | 4 | 0.0028132
PDem | 5 | 5 | 0.0028511
PDem | 5 | 6 | 0.0030227
PDem | 5 | 7 | 0.0033422
PDem | 5 | 8 | 0.0038766
PDem | 5 | 9 | 0.0046795
PDem | 5 | 10 | 0.0053888
PDem | 5 | 11 | 0.0057929
PDem | 5 | 12 | 0.0059039
PDem | 5 | 13 | 0.0058637
PDem | 5 | 14 | 0.0059774
PDem | 5 | 15 | 0.006
PDem | 5 | 16 | 0.0059475
PDem | 5 | 17 | 0.0058853
PDem | 5 | 18 | 0.0056894
PDem | 5 | 19 | 0.0051994
PDem | 5 | 20 | 0.004947
PDem | 5 | 21 | 0.0045788
PDem | 5 | 22 | 0.0041248
PDem | 5 | 23 | 0.0036622
PDem | 5 | 24 | 0.0034364
PDem | 6 | 1 | 0.0031511
PDem | 6 | 2 | 0.0029796
PDem | 6 | 3 | 0.0028779
PDem | 6 | 4 | 0.0028132
PDem | 6 | 5 | 0.0028511
PDem | 6 | 6 | 0.0030227
PDem | 6 | 7 | 0.0033422
PDem | 6 | 8 | 0.0038766
PDem | 6 | 9 | 0.0046795
PDem | 6 | 10 | 0.0053888
PDem | 6 | 11 | 0.0057929
PDem | 6 | 12 | 0.0059039
PDem | 6 | 13 | 0.0058637
PDem | 6 | 14 | 0.0059774
PDem | 6 | 15 | 0.006
PDem | 6 | 16 | 0.0059475
PDem | 6 | 17 | 0.0058853
PDem | 6 | 18 | 0.0056894
PDem | 6 | 19 | 0.0051994
PDem | 6 | 20 | 0.004947
PDem | 6 | 21 | 0.0045788
PDem | 6 | 22 | 0.0041248
PDem | 6 | 23 | 0.0036622
PDem | 6 | 24 | 0.0034364
PDem | 7 | 1 | 0.0068084
PDem | 7 | 2 | 0.0065811
PDem | 7 | 3 | 0.0064353
PDem | 7 | 4 | 0.0063804
PDem | 7 | 5 | 0.0063425
PDem | 7 | 6 | 0.0065785
PDem | 7 | 7 | 0.007451
PDem | 7 | 8 | 0.009704
PDem | 7 | 9 | 0.01513
PDem | 7 | 10 | 0.018996
PDem | 7 | 11 | 0.019896
PDem | 7 | 12 | 0.019811
PDem | 7 | 13 | 0.01925
PDem | 7 | 14 | 0.02
PDem | 7 | 15 | 0.019263
PDem | 7 | 16 | 0.017493
PDem | 7 | 17 | 0.014739
PDem | 7 | 18 | 0.011794
PDem | 7 | 19 | 0.010243
PDem | 7 | 20 | 0.0095582
PDem | 7 | 21 | 0.0089221
PDem | 7 | 22 | 0.0081389
PDem | 7 | 23 | 0.0073475
PDem | 7 | 24 | 0.0070583
PDem | 8 | 1 | 0.0068084
PDem | 8 | 2 | 0.0065811
PDem | 8 | 3 | 0.0064353
PDem | 8 | 4 | 0.0063804
PDem | 8 | 5 | 0.0063425
PDem | 8 | 6 | 0.0065785
PDem | 8 | 7 | 0.007451
PDem | 8 | 8 | 0.009704
PDem | 8 | 9 | 0.01513
PDem | 8 | 10 | 0.018996
PDem | 8 | 11 | 0.019896
PDem | 8 | 12 | 0.019811
PDem | 8 | 13 | 0.01925
PDem | 8 | 14 | 0.02
PDem | 8 | 15 | 0.019263
PDem | 8 | 16 | 0.017493
PDem | 8 | 17 | 0.014739
PDem | 8 | 18 | 0.011794
PDem | 8 | 19 | 0.010243
PDem | 8 | 20 | 0.0095582
PDem | 8 | 21 | 0.0089221
PDem | 8 | 22 | 0.0081389
PDem | 8 | 23 | 0.0073475
PDem | 8 | 24 | 0.0070583
PDem | 9 | 1 | 0.0031511
PDem | 9 | 2 | 0.0029796
PDem | 9 | 3 | 0.0028779
PDem | 9 | 4 | 0.0028132
PDem | 9 | 5 | 0.0028511
PDem | 9 | 6 | 0.0030227
PDem | 9 | 7 | 0.0033422
PDem | 9 | 8 | 0.0038766
PDem | 9 | 9 | 0.0046795
PDem | 9 | 10 | 0.0053888
PDem | 9 | 11 | 0.0057929
PDem | 9 | 12 | 0.0059039
PDem | 9 | 13 | 0.0058637
PDem | 9 | 14 | 0.0059774
PDem | 9 | 15 | 0.006
PDem | 9 | 16 | 0.0059475
PDem | 9 | 17 | 0.0058853
PDem | 9 | 18 | 0.0056894
PDem | 9 | 19 | 0.0051994
PDem | 9 | 20 | 0.004947
PDem | 9 | 21 | 0.0045788
PDem | 9 | 22 | 0.0041248
PDem | 9 | 23 | 0.0036622
PDem | 9 | 24 | 0.0034364
PDem | 10 | 1 | 0.0031511
PDem | 10 | 2 | 0.0029796
PDem | 10 | 3 | 0.0028779
PDem | 10 | 4 | 0.0028132
PDem | 10 | 5 | 0.0028511
PDem | 10 | 6 | 0.0030227
PDem | 10 | 7 | 0.0033422
PDem | 10 | 8 | 0.0038766
PDem | 10 | 9 | 0.0046795
PDem | 10 | 10 | 0.0053888
PDem | 10 | 11 | 0.0057929
PDem | 10 | 12 | 0.0059039
PDem | 10 | 13 | 0.0058637
PDem | 10 | 14 | 0.0059774
PDem | 10 | 15 | 0.006
PDem | 10 | 16 | 0.0059475
PDem | 10 | 17 | 0.0058853
PDem | 10 | 18 | 0.0056894
PDem | 10 | 19 | 0.0051994
PDem | 10 | 20 | 0.004947
PDem | 10 | 21 | 0.0045788
PDem | 10 | 22 | 0.0041248
PDem | 10 | 23 | 0.0036622
PDem | 10 | 24 | 0.0034364
PDem | 11 | 1 | 0.0023633
PDem | 11 | 2 | 0.0022347
PDem | 11 | 3 | 0.0021585
PDem | 11 | 4 | 0.0021099
PDem | 11 | 5 | 0.0021383
PDem | 11 | 6 | 0.002267
PDem | 11 | 7 | 0.0025067
PDem | 11 | 8 | 0.0029075
PDem | 11 | 9 | 0.0035096
PDem | 11 | 10 | 0.0040416
PDem | 11 | 11 | 0.0043447
PDem | 11 | 12 | 0.0044279
PDem | 11 | 13 | 0.0043978
PDem | 11 | 14 | 0.0044831
PDem | 11 | 15 | 0.0045
PDem | 11 | 16 | 0.0044607
PDem | 11 | 17 | 0.004414
PDem | 11 | 18 | 0.0042671
PDem | 11 | 19 | 0.0038995
PDem | 11 | 20 | 0.0037103
PDem | 11 | 21 | 0.0034341
PDem | 11 | 22 | 0.0030936
PDem | 11 | 23 | 0.0027466
PDem | 11 | 24 | 0.0025773
PDem | 12 | 1 | 0.0031511
PDem | 12 | 2 | 0.0029796
PDem | 12 | 3 | 0.0028779
PDem | 12 | 4 | 0.0028132
PDem | 12 | 5 | 0.0028511
PDem | 12 | 6 | 0.0030227
PDem | 12 | 7 | 0.0033422
PDem | 12 | 8 | 0.0038766
PDem | 12 | 9 | 0.0046795
PDem | 12 | 10 | 0.0053888
PDem | 12 | 11 | 0.0057929
PDem | 12 | 12 | 0.0059039
PDem | 12 | 13 | 0.0058637
PDem | 12 | 14 | 0.0059774
PDem | 12 | 15 | 0.006
PDem | 12 | 16 | 0.0059475
PDem | 12 | 17 | 0.0058853
PDem | 12 | 18 | 0.0056894
PDem | 12 | 19 | 0.0051994
PDem | 12 | 20 | 0.004947
PDem | 12 | 21 | 0.0045788
PDem | 12 | 22 | 0.0041248
PDem | 12 | 23 | 0.0036622
PDem | 12 | 24 | 0.0034364
PDem | 13 | 1 | 0.0031511
PDem | 13 | 2 | 0.0029796
PDem | 13 | 3 | 0.0028779
PDem | 13 | 4 | 0.0028132
PDem | 13 | 5 | 0.0028511
PDem | 13 | 6 | 0.0030227
PDem | 13 | 7 | 0.0033422
PDem | 13 | 8 | 0.0038766
PDem | 13 | 9 | 0.0046795
PDem | 13 | 10 | 0.0053888
PDem | 13 | 11 | 0.0057929
PDem | 13 | 12 | 0.0059039
PDem | 13 | 13 | 0.0058637
PDem | 13 | 14 | 0.0059774
PDem | 13 | 15 | 0.006
PDem | 13 | 16 | 0.0059475
PDem | 13 | 17 | 0.0058853
PDem | 13 | 18 | 0.0056894
PDem | 13 | 19 | 0.0051994
PDem | 13 | 20 | 0.004947
PDem | 13 | 21 | 0.0045788
PDem | 13 | 22 | 0.0041248
PDem | 13 | 23 | 0.0036622
PDem | 13 | 24 | 0.0034364
PDem | 14 | 1 | 0.0063022
PDem | 14 | 2 | 0.0059592
PDem | 14 | 3 | 0.0057559
PDem | 14 | 4 | 0.0056264
PDem | 14 | 5 | 0.0057022
PDem | 14 | 6 | 0.0060454
PDem | 14 | 7 | 0.0066845
PDem | 14 | 8 | 0.0077532
PDem | 14 | 9 | 0.009359
PDem | 14 | 10 | 0.010778
PDem | 14 | 11 | 0.011586
PDem | 14 | 12 | 0.011808
PDem | 14 | 13 | 0.011727
PDem | 14 | 14 | 0.011955
PDem | 14 | 15 | 0.012
PDem | 14 | 16 | 0.011895
PDem | 14 | 17 | 0.011771
PDem | 14 | 18 | 0.011379
PDem | 14 | 19 | 0.010399
PDem | 14 | 20 | 0.0098941
PDem | 14 | 21 | 0.0091577
PDem | 14 | 22 | 0.0082497
PDem | 14 | 23 | 0.0073244
PDem | 14 | 24 | 0.0068728
PDem | 15 | 1 | 0.0031511
PDem | 15 | 2 | 0.0029796
PDem | 15 | 3 | 0.0028779
PDem | 15 | 4 | 0.0028132
PDem | 15 | 5 | 0.0028511
PDem | 15 | 6 | 0.0030227
PDem | 15 | 7 | 0.0033422
PDem | 15 | 8 | 0.0038766
PDem | 15 | 9 | 0.0046795
PDem | 15 | 10 | 0.0053888
PDem | 15 | 11 | 0.0057929
PDem | 15 | 12 | 0.0059039
PDem | 15 | 13 | 0.0058637
PDem | 15 | 14 | 0.0059774
PDem | 15 | 15 | 0.006
PDem | 15 | 16 | 0.0059475
PDem | 15 | 17 | 0.0058853
PDem | 15 | 18 | 0.0056894
PDem | 15 | 19 | 0.0051994
PDem | 15 | 20 | 0.004947
PDem | 15 | 21 | 0.0045788
PDem | 15 | 22 | 0.0041248
PDem | 15 | 23 | 0.0036622
PDem | 15 | 24 | 0.0034364
PDem | 16 | 1 | 0.0031511
PDem | 16 | 2 | 0.0029796
PDem | 16 | 3 | 0.0028779
PDem | 16 | 4 | 0.0028132
PDem | 16 | 5 | 0.0028511
PDem | 16 | 6 | 0.0030227
PDem | 16 | 7 | 0.0033422
PDem | 16 | 8 | 0.0038766
PDem | 16 | 9 | 0.0046795
PDem | 16 | 10 | 0.0053888
PDem | 16 | 11 | 0.0057929
PDem | 16 | 12 | 0.0059039
PDem | 16 | 13 | 0.0058637
PDem | 16 | 14 | 0.0059774
PDem | 16 | 15 | 0.006
PDem | 16 | 16 | 0.0059475
PDem | 16 | 17 | 0.0058853
PDem | 16 | 18 | 0.0056894
PDem | 16 | 19 | 0.0051994
PDem | 16 | 20 | 0.004947
PDem | 16 | 21 | 0.0045788
PDem | 16 | 22 | 0.0041248
PDem | 16 | 23 | 0.0036622
PDem | 16 | 24 | 0.0034364
PDem | 17 | 1 | 0.0031511
PDem | 17 | 2 | 0.0029796
PDem | 17 | 3 | 0.0028779
PDem | 17 | 4 | 0.0028132
PDem | 17 | 5 | 0.0028511
PDem | 17 | 6 | 0.0030227
PDem | 17 | 7 | 0.0033422
PDem | 17 | 8 | 0.0038766
PDem | 17 | 9 | 0.0046795
PDem | 17 | 10 | 0.0053888
PDem | 17 | 11 | 0.0057929
PDem | 17 | 12 | 0.0059039
PDem | 17 | 13 | 0.0058637
PDem | 17 | 14 | 0.0059774
PDem | 17 | 15 | 0.006
PDem | 17 | 16 | 0.0059475
PDem | 17 | 17 | 0.0058853
PDem | 17 | 18 | 0.0056894
PDem | 17 | 19 | 0.0051994
PDem | 17 | 20 | 0.004947
PDem | 17 | 21 | 0.0045788
PDem | 17 | 22 | 0.0041248
PDem | 17 | 23 | 0.0036622
PDem | 17 | 24 | 0.0034364
PDem | 18 | 1 | 0.0047267
PDem | 18 | 2 | 0.0044694
PDem | 18 | 3 | 0.0043169
PDem | 18 | 4 | 0.0042198
PDem | 18 | 5 | 0.0042766
PDem | 18 | 6 | 0.0045341
PDem | 18 | 7 | 0.0050134
PDem | 18 | 8 | 0.0058149
PDem | 18 | 9 | 0.0070192
PDem | 18 | 10 | 0.0080832
PDem | 18 | 11 | 0.0086893
PDem | 18 | 12 | 0.0088558
PDem | 18 | 13 | 0.0087955
PDem | 18 | 14 | 0.0089662
PDem | 18 | 15 | 0.009
PDem | 18 | 16 | 0.0089213
PDem | 18 | 17 | 0.0088279
PDem | 18 | 18 | 0.0085341
PDem | 18 | 19 | 0.007799
PDem | 18 | 20 | 0.0074206
PDem | 18 | 21 | 0.0068683
PDem | 18 | 22 | 0.0061873
PDem | 18 | 23 | 0.0054933
PDem | 18 | 24 | 0.0051546
PDem | 19 | 1 | 0.0047267
PDem | 19 | 2 | 0.0044694
PDem | 19 | 3 | 0.0043169
PDem | 19 | 4 | 0.0042198
PDem | 19 | 5 | 0.0042766
PDem | 19 | 6 | 0.0045341
PDem | 19 | 7 | 0.0050134
PDem | 19 | 8 | 0.0058149
PDem | 19 | 9 | 0.0070192
PDem | 19 | 10 | 0.0080832
PDem | 19 | 11 | 0.0086893
PDem | 19 | 12 | 0.0088558
PDem | 19 | 13 | 0.0087955
PDem | 19 | 14 | 0.0089662
PDem | 19 | 15 | 0.009
PDem | 19 | 16 | 0.0089213
PDem | 19 | 17 | 0.0088279
PDem | 19 | 18 | 0.0085341
PDem | 19 | 19 | 0.007799
PDem | 19 | 20 | 0.0074206
PDem | 19 | 21 | 0.0068683
PDem | 19 | 22 | 0.0061873
PDem | 19 | 23 | 0.0054933
PDem | 19 | 24 | 0.0051546
PDem | 20 | 1 | 0.0047267
PDem | 20 | 2 | 0.0044694
PDem | 20 | 3 | 0.0043169
PDem | 20 | 4 | 0.0042198
PDem | 20 | 5 | 0.0042766
PDem | 20 | 6 | 0.0045341
PDem | 20 | 7 | 0.0050134
PDem | 20 | 8 | 0.0058149
PDem | 20 | 9 | 0.0070192
PDem | 20 | 10 | 0.0080832
PDem | 20 | 11 | 0.0086893
PDem | 20 | 12 | 0.0088558
PDem | 20 | 13 | 0.0087955
PDem | 20 | 14 | 0.0089662
PDem | 20 | 15 | 0.009
PDem | 20 | 16 | 0.0089213
PDem | 20 | 17 | 0.0088279
PDem | 20 | 18 | 0.0085341
PDem | 20 | 19 | 0.007799
PDem | 20 | 20 | 0.0074206
PDem | 20 | 21 | 0.0068683
PDem | 20 | 22 | 0.0061873
PDem | 20 | 23 | 0.0054933
PDem | 20 | 24 | 0.0051546
PDem | 21 | 1 | 0.0047267
PDem | 21 | 2 | 0.0044694
PDem | 21 | 3 | 0.0043169
PDem | 21 | 4 | 0.0042198
PDem | 21 | 5 | 0.0042766
PDem | 21 | 6 | 0.0045341
PDem | 21 | 7 | 0.0050134
PDem | 21 | 8 | 0.0058149
PDem | 21 | 9 | 0.0070192
PDem | 21 | 10 | 0.0080832
PDem | 21 | 11 | 0.0086893
PDem | 21 | 12 | 0.0088558
PDem | 21 | 13 | 0.0087955
PDem | 21 | 14 | 0.0089662
PDem | 21 | 15 | 0.009
PDem | 21 | 16 | 0.0089213
PDem | 21 | 17 | 0.0088279
PDem | 21 | 18 | 0.0085341
PDem | 21 | 19 | 0.007799
PDem | 21 | 20 | 0.0074206
PDem | 21 | 21 | 0.0068683
PDem | 21 | 22 | 0.0061873
PDem | 21 | 23 | 0.0054933
PDem | 21 | 24 | 0.0051546
PDem | 22 | 1 | 0.0047267
PDem | 22 | 2 | 0.0044694
PDem | 22 | 3 | 0.0043169
PDem | 22 | 4 | 0.0042198
PDem | 22 | 5 | 0.0042766
PDem | 22 | 6 | 0.0045341
PDem | 22 | 7 | 0.0050134
PDem | 22 | 8 | 0.0058149
PDem | 22 | 9 | 0.0070192
PDem | 22 | 10 | 0.0080832
PDem | 22 | 11 | 0.0086893
PDem | 22 | 12 | 0.0088558
PDem | 22 | 13 | 0.0087955
PDem | 22 | 14 | 0.0089662
PDem | 22 | 15 | 0.009
PDem | 22 | 16 | 0.0089213
PDem | 22 | 17 | 0.0088279
PDem | 22 | 18 | 0.0085341
PDem | 22 | 19 | 0.007799
PDem | 22 | 20 | 0.0074206
PDem | 22 | 21 | 0.0068683
PDem | 22 | 22 | 0.0061873
PDem | 22 | 23 | 0.0054933
PDem | 22 | 24 | 0.0051546
PDem | 23 | 1 | 0.0047267
PDem | 23 | 2 | 0.0044694
PDem | 23 | 3 | 0.0043169
PDem | 23 | 4 | 0.0042198
PDem | 23 | 5 | 0.0042766
PDem | 23 | 6 | 0.0045341
PDem | 23 | 7 | 0.0050134
PDem | 23 | 8 | 0.0058149
PDem | 23 | 9 | 0.0070192
PDem | 23 | 10 | 0.0080832
PDem | 23 | 11 | 0.0086893
PDem | 23 | 12 | 0.0088558
PDem | 23 | 13 | 0.0087955
PDem | 23 | 14 | 0.0089662
PDem | 23 | 15 | 0.009
PDem | 23 | 16 | 0.0089213
PDem | 23 | 17 | 0.0088279
PDem | 23 | 18 | 0.0085341
PDem | 23 | 19 | 0.007799
PDem | 23 | 20 | 0.0074206
PDem | 23 | 21 | 0.0068683
PDem | 23 | 22 | 0.0061873
PDem | 23 | 23 | 0.0054933
PDem | 23 | 24 | 0.0051546
PDem | 24 | 1 | 0.025319
PDem | 24 | 2 | 0.025413
PDem | 24 | 3 | 0.025363
PDem | 24 | 4 | 0.02528
PDem | 24 | 5 | 0.025166
PDem | 24 | 6 | 0.0253
PDem | 24 | 7 | 0.026794
PDem | 24 | 8 | 0.030836
PDem | 24 | 9 | 0.038548
PDem | 24 | 10 | 0.041662
PDem | 24 | 11 | 0.041745
PDem | 24 | 12 | 0.041306
PDem | 24 | 13 | 0.037347
PDem | 24 | 14 | 0.040518
PDem | 24 | 15 | 0.042
PDem | 24 | 16 | 0.041305
PDem | 24 | 17 | 0.040506
PDem | 24 | 18 | 0.036662
PDem | 24 | 19 | 0.033346
PDem | 24 | 20 | 0.031313
PDem | 24 | 21 | 0.029491
PDem | 24 | 22 | 0.028087
PDem | 24 | 23 | 0.027197
PDem | 24 | 24 | 0.027033
PDem | 25 | 1 | 0.025319
PDem | 25 | 2 | 0.025413
PDem | 25 | 3 | 0.025363
PDem | 25 | 4 | 0.02528
PDem | 25 | 5 | 0.025166
PDem | 25 | 6 | 0.0253
PDem | 25 | 7 | 0.026794
PDem | 25 | 8 | 0.030836
PDem | 25 | 9 | 0.038548
PDem | 25 | 10 | 0.041662
PDem | 25 | 11 | 0.041745
PDem | 25 | 12 | 0.041306
PDem | 25 | 13 | 0.037347
PDem | 25 | 14 | 0.040518
PDem | 25 | 15 | 0.042
PDem | 25 | 16 | 0.041305
PDem | 25 | 17 | 0.040506
PDem | 25 | 18 | 0.036662
PDem | 25 | 19 | 0.033346
PDem | 25 | 20 | 0.031313
PDem | 25 | 21 | 0.029491
PDem | 25 | 22 | 0.028087
PDem | 25 | 23 | 0.027197
PDem | 25 | 24 | 0.027033
PDem | 26 | 1 | 0.0031511
PDem | 26 | 2 | 0.0029796
PDem | 26 | 3 | 0.0028779
PDem | 26 | 4 | 0.0028132
PDem | 26 | 5 | 0.0028511
PDem | 26 | 6 | 0.0030227
PDem | 26 | 7 | 0.0033422
PDem | 26 | 8 | 0.0038766
PDem | 26 | 9 | 0.0046795
PDem | 26 | 10 | 0.0053888
PDem | 26 | 11 | 0.0057929
PDem | 26 | 12 | 0.0059039
PDem | 26 | 13 | 0.0058637
PDem | 26 | 14 | 0.0059774
PDem | 26 | 15 | 0.006
PDem | 26 | 16 | 0.0059475
PDem | 26 | 17 | 0.0058853
PDem | 26 | 18 | 0.0056894
PDem | 26 | 19 | 0.0051994
PDem | 26 | 20 | 0.004947
PDem | 26 | 21 | 0.0045788
PDem | 26 | 22 | 0.0041248
PDem | 26 | 23 | 0.0036622
PDem | 26 | 24 | 0.0034364
PDem | 27 | 1 | 0.0031511
PDem | 27 | 2 | 0.0029796
PDem | 27 | 3 | 0.0028779
PDem | 27 | 4 | 0.0028132
PDem | 27 | 5 | 0.0028511
PDem | 27 | 6 | 0.0030227
PDem | 27 | 7 | 0.0033422
PDem | 27 | 8 | 0.0038766
PDem | 27 | 9 | 0.0046795
PDem | 27 | 10 | 0.0053888
PDem | 27 | 11 | 0.0057929
PDem | 27 | 12 | 0.0059039
PDem | 27 | 13 | 0.0058637
PDem | 27 | 14 | 0.0059774
PDem | 27 | 15 | 0.006
PDem | 27 | 16 | 0.0059475
PDem | 27 | 17 | 0.0058853
PDem | 27 | 18 | 0.0056894
PDem | 27 | 19 | 0.0051994
PDem | 27 | 20 | 0.004947
PDem | 27 | 21 | 0.0045788
PDem | 27 | 22 | 0.0041248
PDem | 27 | 23 | 0.0036622
PDem | 27 | 24 | 0.0034364
PDem | 28 | 1 | 0.0031511
PDem | 28 | 2 | 0.0029796
PDem | 28 | 3 | 0.0028779
PDem | 28 | 4 | 0.0028132
PDem | 28 | 5 | 0.0028511
PDem | 28 | 6 | 0.0030227
PDem | 28 | 7 | 0.0033422
PDem | 28 | 8 | 0.0038766
PDem | 28 | 9 | 0.0046795
PDem | 28 | 10 | 0.0053888
PDem | 28 | 11 | 0.0057929
PDem | 28 | 12 | 0.0059039
PDem | 28 | 13 | 0.0058637
PDem | 28 | 14 | 0.0059774
PDem | 28 | 15 | 0.006
PDem | 28 | 16 | 0.0059475
PDem | 28 | 17 | 0.0058853
PDem | 28 | 18 | 0.0056894
PDem | 28 | 19 | 0.0051994
PDem | 28 | 20 | 0.004947
PDem | 28 | 21 | 0.0045788
PDem | 28 | 22 | 0.0041248
PDem | 28 | 23 | 0.0036622
PDem | 28 | 24 | 0.0034364
PDem | 29 | 1 | 0.0063022
PDem | 29 | 2 | 0.0059592
PDem | 29 | 3 | 0.0057559
PDem | 29 | 4 | 0.0056264
PDem | 29 | 5 | 0.0057022
PDem | 29 | 6 | 0.0060454
PDem | 29 | 7 | 0.0066845
PDem | 29 | 8 | 0.0077532
PDem | 29 | 9 | 0.009359
PDem | 29 | 10 | 0.010778
PDem | 29 | 11 | 0.011586
PDem | 29 | 12 | 0.011808
PDem | 29 | 13 | 0.011727
PDem | 29 | 14 | 0.011955
PDem | 29 | 15 | 0.012
PDem | 29 | 16 | 0.011895
PDem | 29 | 17 | 0.011771
PDem | 29 | 18 | 0.011379
PDem | 29 | 19 | 0.010399
PDem | 29 | 20 | 0.0098941
PDem | 29 | 21 | 0.0091577
PDem | 29 | 22 | 0.0082497
PDem | 29 | 23 | 0.0073244
PDem | 29 | 24 | 0.0068728
PDem | 30 | 1 | 0.0068084
PDem | 30 | 2 | 0.0065811
PDem | 30 | 3 | 0.0064353
PDem | 30 | 4 | 0.0063804
PDem | 30 | 5 | 0.0063425
PDem | 30 | 6 | 0.0065785
PDem | 30 | 7 | 0.007451
PDem | 30 | 8 | 0.009704
PDem | 30 | 9 | 0.01513
PDem | 30 | 10 | 0.018996
PDem | 30 | 11 | 0.019896
PDem | 30 | 12 | 0.019811
PDem | 30 | 13 | 0.01925
PDem | 30 | 14 | 0.02
PDem | 30 | 15 | 0.019263
PDem | 30 | 16 | 0.017493
PDem | 30 | 17 | 0.014739
PDem | 30 | 18 | 0.011794
PDem | 30 | 19 | 0.010243
PDem | 30 | 20 | 0.0095582
PDem | 30 | 21 | 0.0089221
PDem | 30 | 22 | 0.0081389
PDem | 30 | 23 | 0.0073475
PDem | 30 | 24 | 0.0070583
PDem | 31 | 1 | 0.0051063
PDem | 31 | 2 | 0.0049358
PDem | 31 | 3 | 0.0048265
PDem | 31 | 4 | 0.0047853
PDem | 31 | 5 | 0.0047569
PDem | 31 | 6 | 0.0049339
PDem | 31 | 7 | 0.0055883
PDem | 31 | 8 | 0.007278
PDem | 31 | 9 | 0.011348
PDem | 31 | 10 | 0.014247
PDem | 31 | 11 | 0.014922
PDem | 31 | 12 | 0.014858
PDem | 31 | 13 | 0.014437
PDem | 31 | 14 | 0.015
PDem | 31 | 15 | 0.014448
PDem | 31 | 16 | 0.01312
PDem | 31 | 17 | 0.011054
PDem | 31 | 18 | 0.0088456
PDem | 31 | 19 | 0.0076819
PDem | 31 | 20 | 0.0071686
PDem | 31 | 21 | 0.0066916
PDem | 31 | 22 | 0.0061042
PDem | 31 | 23 | 0.0055106
PDem | 31 | 24 | 0.0052937
PDem | 32 | 1 | 0.0071489
PDem | 32 | 2 | 0.0069101
PDem | 32 | 3 | 0.0067571
PDem | 32 | 4 | 0.0066994
PDem | 32 | 5 | 0.0066597
PDem | 32 | 6 | 0.0069074
PDem | 32 | 7 | 0.0078236
PDem | 32 | 8 | 0.010189
PDem | 32 | 9 | 0.015887
PDem | 32 | 10 | 0.019946
PDem | 32 | 11 | 0.020891
PDem | 32 | 12 | 0.020801
PDem | 32 | 13 | 0.020212
PDem | 32 | 14 | 0.021
PDem | 32 | 15 | 0.020227
PDem | 32 | 16 | 0.018368
PDem | 32 | 17 | 0.015476
PDem | 32 | 18 | 0.012384
PDem | 32 | 19 | 0.010755
PDem | 32 | 20 | 0.010036
PDem | 32 | 21 | 0.0093682
PDem | 32 | 22 | 0.0085459
PDem | 32 | 23 | 0.0077149
PDem | 32 | 24 | 0.0074112
PDem | 33 | 1 | 0.0031511
PDem | 33 | 2 | 0.0029796
PDem | 33 | 3 | 0.0028779
PDem | 33 | 4 | 0.0028132
PDem | 33 | 5 | 0.0028511
PDem | 33 | 6 | 0.0030227
PDem | 33 | 7 | 0.0033422
PDem | 33 | 8 | 0.0038766
PDem | 33 | 9 | 0.0046795
PDem | 33 | 10 | 0.0053888
PDem | 33 | 11 | 0.0057929
PDem | 33 | 12 | 0.0059039
PDem | 33 | 13 | 0.0058637
PDem | 33 | 14 | 0.0059774
PDem | 33 | 15 | 0.006
PDem | 33 | 16 | 0.0059475
PDem | 33 | 17 | 0.0058853
PDem | 33 | 18 | 0.0056894
PDem | 33 | 19 | 0.0051994
PDem | 33 | 20 | 0.004947
PDem | 33 | 21 | 0.0045788
PDem | 33 | 22 | 0.0041248
PDem | 33 | 23 | 0.0036622
PDem | 33 | 24 | 0.0034364

## QDem
Variable_name | Index: Buses | Index: Times | Value
QDem | 1 | 1 | 0
QDem | 1 | 2 | 0
QDem | 1 | 3 | 0
QDem | 1 | 4 | 0
QDem | 1 | 5 | 0
QDem | 1 | 6 | 0
QDem | 1 | 7 | 0
QDem | 1 | 8 | 0
QDem | 1 | 9 | 0
QDem | 1 | 10 | 0
QDem | 1 | 11 | 0
QDem | 1 | 12 | 0
QDem | 1 | 13 | 0
QDem | 1 | 14 | 0
QDem | 1 | 15 | 0
QDem | 1 | 16 | 0
QDem | 1 | 17 | 0
QDem | 1 | 18 | 0
QDem | 1 | 19 | 0
QDem | 1 | 20 | 0
QDem | 1 | 21 | 0
QDem | 1 | 22 | 0
QDem | 1 | 23 | 0
QDem | 1 | 24 | 0
QDem | 2 | 1 | 0.0031511
QDem | 2 | 2 | 0.0029796
QDem | 2 | 3 | 0.0028779
QDem | 2 | 4 | 0.0028132
QDem | 2 | 5 | 0.0028511
QDem | 2 | 6 | 0.0030227
QDem | 2 | 7 | 0.0033422
QDem | 2 | 8 | 0.0038766
QDem | 2 | 9 | 0.0046795
QDem | 2 | 10 | 0.0053888
QDem | 2 | 11 | 0.0057929
QDem | 2 | 12 | 0.0059039
QDem | 2 | 13 | 0.0058637
QDem | 2 | 14 | 0.0059774
QDem | 2 | 15 | 0.006
QDem | 2 | 16 | 0.0059475
QDem | 2 | 17 | 0.0058853
QDem | 2 | 18 | 0.0056894
QDem | 2 | 19 | 0.0051994
QDem | 2 | 20 | 0.004947
QDem | 2 | 21 | 0.0045788
QDem | 2 | 22 | 0.0041248
QDem | 2 | 23 | 0.0036622
QDem | 2 | 24 | 0.0034364
QDem | 3 | 1 | 0.0021007
QDem | 3 | 2 | 0.0019864
QDem | 3 | 3 | 0.0019186
QDem | 3 | 4 | 0.0018755
QDem | 3 | 5 | 0.0019007
QDem | 3 | 6 | 0.0020151
QDem | 3 | 7 | 0.0022282
QDem | 3 | 8 | 0.0025844
QDem | 3 | 9 | 0.0031197
QDem | 3 | 10 | 0.0035925
QDem | 3 | 11 | 0.0038619
QDem | 3 | 12 | 0.0039359
QDem | 3 | 13 | 0.0039091
QDem | 3 | 14 | 0.003985
QDem | 3 | 15 | 0.004
QDem | 3 | 16 | 0.003965
QDem | 3 | 17 | 0.0039235
QDem | 3 | 18 | 0.0037929
QDem | 3 | 19 | 0.0034662
QDem | 3 | 20 | 0.003298
QDem | 3 | 21 | 0.0030526
QDem | 3 | 22 | 0.0027499
QDem | 3 | 23 | 0.0024415
QDem | 3 | 24 | 0.0022909
QDem | 4 | 1 | 0.0042015
QDem | 4 | 2 | 0.0039728
QDem | 4 | 3 | 0.0038373
QDem | 4 | 4 | 0.0037509
QDem | 4 | 5 | 0.0038014
QDem | 4 | 6 | 0.0040303
QDem | 4 | 7 | 0.0044563
QDem | 4 | 8 | 0.0051688
QDem | 4 | 9 | 0.0062393
QDem | 4 | 10 | 0.007185
QDem | 4 | 11 | 0.0077238
QDem | 4 | 12 | 0.0078718
QDem | 4 | 13 | 0.0078182
QDem | 4 | 14 | 0.0079699
QDem | 4 | 15 | 0.008
QDem | 4 | 16 | 0.0079301
QDem | 4 | 17 | 0.007847
QDem | 4 | 18 | 0.0075859
QDem | 4 | 19 | 0.0069325
QDem | 4 | 20 | 0.0065961
QDem | 4 | 21 | 0.0061051
QDem | 4 | 22 | 0.0054998
QDem | 4 | 23 | 0.0048829
QDem | 4 | 24 | 0.0045819
QDem | 5 | 1 | 0.0015756
QDem | 5 | 2 | 0.0014898
QDem | 5 | 3 | 0.001439
QDem | 5 | 4 | 0.0014066
QDem | 5 | 5 | 0.0014255
QDem | 5 | 6 | 0.0015114
QDem | 5 | 7 | 0.0016711
QDem | 5 | 8 | 0.0019383
QDem | 5 | 9 | 0.0023397
QDem | 5 | 10 | 0.0026944
QDem | 5 | 11 | 0.0028964
QDem | 5 | 12 | 0.0029519
QDem | 5 | 13 | 0.0029318
QDem | 5 | 14 | 0.0029887
QDem | 5 | 15 | 0.003
QDem | 5 | 16 | 0.0029738
QDem | 5 | 17 | 0.0029426
QDem | 5 | 18 | 0.0028447
QDem | 5 | 19 | 0.0025997
QDem | 5 | 20 | 0.0024735
QDem | 5 | 21 | 0.0022894
QDem | 5 | 22 | 0.0020624
QDem | 5 | 23 | 0.0018311
QDem | 5 | 24 | 0.0017182
QDem | 6 | 1 | 0.0010504
QDem | 6 | 2 | 0.0009932
QDem | 6 | 3 | 0.00095931
QDem | 6 | 4 | 0.00093773
QDem | 6 | 5 | 0.00095036
QDem | 6 | 6 | 0.0010076
QDem | 6 | 7 | 0.0011141
QDem | 6 | 8 | 0.0012922
QDem | 6 | 9 | 0.0015598
QDem | 6 | 10 | 0.0017963
QDem | 6 | 11 | 0.001931
QDem | 6 | 12 | 0.001968
QDem | 6 | 13 | 0.0019546
QDem | 6 | 14 | 0.0019925
QDem | 6 | 15 | 0.002
QDem | 6 | 16 | 0.0019825
QDem | 6 | 17 | 0.0019618
QDem | 6 | 18 | 0.0018965
QDem | 6 | 19 | 0.0017331
QDem | 6 | 20 | 0.001649
QDem | 6 | 21 | 0.0015263
QDem | 6 | 22 | 0.0013749
QDem | 6 | 23 | 0.0012207
QDem | 6 | 24 | 0.0011455
QDem | 7 | 1 | 0.0034042
QDem | 7 | 2 | 0.0032905
QDem | 7 | 3 | 0.0032177
QDem | 7 | 4 | 0.0031902
QDem | 7 | 5 | 0.0031713
QDem | 7 | 6 | 0.0032892
QDem | 7 | 7 | 0.0037255
QDem | 7 | 8 | 0.004852
QDem | 7 | 9 | 0.0075651
QDem | 7 | 10 | 0.0094981
QDem | 7 | 11 | 0.0099482
QDem | 7 | 12 | 0.0099053
QDem | 7 | 13 | 0.0096248
QDem | 7 | 14 | 0.01
QDem | 7 | 15 | 0.0096317
QDem | 7 | 16 | 0.0087467
QDem | 7 | 17 | 0.0073694
QDem | 7 | 18 | 0.0058971
QDem | 7 | 19 | 0.0051213
QDem | 7 | 20 | 0.0047791
QDem | 7 | 21 | 0.004461
QDem | 7 | 22 | 0.0040695
QDem | 7 | 23 | 0.0036738
QDem | 7 | 24 | 0.0035291
QDem | 8 | 1 | 0.0034042
QDem | 8 | 2 | 0.0032905
QDem | 8 | 3 | 0.0032177
QDem | 8 | 4 | 0.0031902
QDem | 8 | 5 | 0.0031713
QDem | 8 | 6 | 0.0032892
QDem | 8 | 7 | 0.0037255
QDem | 8 | 8 | 0.004852
QDem | 8 | 9 | 0.0075651
QDem | 8 | 10 | 0.0094981
QDem | 8 | 11 | 0.0099482
QDem | 8 | 12 | 0.0099053
QDem | 8 | 13 | 0.0096248
QDem | 8 | 14 | 0.01
QDem | 8 | 15 | 0.0096317
QDem | 8 | 16 | 0.0087467
QDem | 8 | 17 | 0.0073694
QDem | 8 | 18 | 0.0058971
QDem | 8 | 19 | 0.0051213
QDem | 8 | 20 | 0.0047791
QDem | 8 | 21 | 0.004461
QDem | 8 | 22 | 0.0040695
QDem | 8 | 23 | 0.0036738
QDem | 8 | 24 | 0.0035291
QDem | 9 | 1 | 0.0010504
QDem | 9 | 2 | 0.0009932
QDem | 9 | 3 | 0.00095931
QDem | 9 | 4 | 0.00093773
QDem | 9 | 5 | 0.00095036
QDem | 9 | 6 | 0.0010076
QDem | 9 | 7 | 0.0011141
QDem | 9 | 8 | 0.0012922
QDem | 9 | 9 | 0.0015598
QDem | 9 | 10 | 0.0017963
QDem | 9 | 11 | 0.001931
QDem | 9 | 12 | 0.001968
QDem | 9 | 13 | 0.0019546
QDem | 9 | 14 | 0.0019925
QDem | 9 | 15 | 0.002
QDem | 9 | 16 | 0.0019825
QDem | 9 | 17 | 0.0019618
QDem | 9 | 18 | 0.0018965
QDem | 9 | 19 | 0.0017331
QDem | 9 | 20 | 0.001649
QDem | 9 | 21 | 0.0015263
QDem | 9 | 22 | 0.0013749
QDem | 9 | 23 | 0.0012207
QDem | 9 | 24 | 0.0011455
QDem | 10 | 1 | 0.0010504
QDem | 10 | 2 | 0.0009932
QDem | 10 | 3 | 0.00095931
QDem | 10 | 4 | 0.00093773
QDem | 10 | 5 | 0.00095036
QDem | 10 | 6 | 0.0010076
QDem | 10 | 7 | 0.0011141
QDem | 10 | 8 | 0.0012922
QDem | 10 | 9 | 0.0015598
QDem | 10 | 10 | 0.0017963
QDem | 10 | 11 | 0.001931
QDem | 10 | 12 | 0.001968
QDem | 10 | 13 | 0.0019546
QDem | 10 | 14 | 0.0019925
QDem | 10 | 15 | 0.002
QDem | 10 | 16 | 0.0019825
QDem | 10 | 17 | 0.0019618
QDem | 10 | 18 | 0.0018965
QDem | 10 | 19 | 0.0017331
QDem | 10 | 20 | 0.001649
QDem | 10 | 21 | 0.0015263
QDem | 10 | 22 | 0.0013749
QDem | 10 | 23 | 0.0012207
QDem | 10 | 24 | 0.0011455
QDem | 11 | 1 | 0.0015756
QDem | 11 | 2 | 0.0014898
QDem | 11 | 3 | 0.001439
QDem | 11 | 4 | 0.0014066
QDem | 11 | 5 | 0.0014255
QDem | 11 | 6 | 0.0015114
QDem | 11 | 7 | 0.0016711
QDem | 11 | 8 | 0.0019383
QDem | 11 | 9 | 0.0023397
QDem | 11 | 10 | 0.0026944
QDem | 11 | 11 | 0.0028964
QDem | 11 | 12 | 0.0029519
QDem | 11 | 13 | 0.0029318
QDem | 11 | 14 | 0.0029887
QDem | 11 | 15 | 0.003
QDem | 11 | 16 | 0.0029738
QDem | 11 | 17 | 0.0029426
QDem | 11 | 18 | 0.0028447
QDem | 11 | 19 | 0.0025997
QDem | 11 | 20 | 0.0024735
QDem | 11 | 21 | 0.0022894
QDem | 11 | 22 | 0.0020624
QDem | 11 | 23 | 0.0018311
QDem | 11 | 24 | 0.0017182
QDem | 12 | 1 | 0.0018381
QDem | 12 | 2 | 0.0017381
QDem | 12 | 3 | 0.0016788
QDem | 12 | 4 | 0.001641
QDem | 12 | 5 | 0.0016631
QDem | 12 | 6 | 0.0017632
QDem | 12 | 7 | 0.0019496
QDem | 12 | 8 | 0.0022614
QDem | 12 | 9 | 0.0027297
QDem | 12 | 10 | 0.0031435
QDem | 12 | 11 | 0.0033792
QDem | 12 | 12 | 0.0034439
QDem | 12 | 13 | 0.0034205
QDem | 12 | 14 | 0.0034868
QDem | 12 | 15 | 0.0035
QDem | 12 | 16 | 0.0034694
QDem | 12 | 17 | 0.0034331
QDem | 12 | 18 | 0.0033188
QDem | 12 | 19 | 0.003033
QDem | 12 | 20 | 0.0028858
QDem | 12 | 21 | 0.002671
QDem | 12 | 22 | 0.0024062
QDem | 12 | 23 | 0.0021363
QDem | 12 | 24 | 0.0020046
QDem | 13 | 1 | 0.0018381
QDem | 13 | 2 | 0.0017381
QDem | 13 | 3 | 0.0016788
QDem | 13 | 4 | 0.001641
QDem | 13 | 5 | 0.0016631
QDem | 13 | 6 | 0.0017632
QDem | 13 | 7 | 0.0019496
QDem | 13 | 8 | 0.0022614
QDem | 13 | 9 | 0.0027297
QDem | 13 | 10 | 0.0031435
QDem | 13 | 11 | 0.0033792
QDem | 13 | 12 | 0.0034439
QDem | 13 | 13 | 0.0034205
QDem | 13 | 14 | 0.0034868
QDem | 13 | 15 | 0.0035
QDem | 13 | 16 | 0.0034694
QDem | 13 | 17 | 0.0034331
QDem | 13 | 18 | 0.0033188
QDem | 13 | 19 | 0.003033
QDem | 13 | 20 | 0.0028858
QDem | 13 | 21 | 0.002671
QDem | 13 | 22 | 0.0024062
QDem | 13 | 23 | 0.0021363
QDem | 13 | 24 | 0.0020046
QDem | 14 | 1 | 0.0042015
QDem | 14 | 2 | 0.0039728
QDem | 14 | 3 | 0.0038373
QDem | 14 | 4 | 0.0037509
QDem | 14 | 5 | 0.0038014
QDem | 14 | 6 | 0.0040303
QDem | 14 | 7 | 0.0044563
QDem | 14 | 8 | 0.0051688
QDem | 14 | 9 | 0.0062393
QDem | 14 | 10 | 0.007185
QDem | 14 | 11 | 0.0077238
QDem | 14 | 12 | 0.0078718
QDem | 14 | 13 | 0.0078182
QDem | 14 | 14 | 0.0079699
QDem | 14 | 15 | 0.008
QDem | 14 | 16 | 0.0079301
QDem | 14 | 17 | 0.007847
QDem | 14 | 18 | 0.0075859
QDem | 14 | 19 | 0.0069325
QDem | 14 | 20 | 0.0065961
QDem | 14 | 21 | 0.0061051
QDem | 14 | 22 | 0.0054998
QDem | 14 | 23 | 0.0048829
QDem | 14 | 24 | 0.0045819
QDem | 15 | 1 | 0.00052519
QDem | 15 | 2 | 0.0004966
QDem | 15 | 3 | 0.00047966
QDem | 15 | 4 | 0.00046886
QDem | 15 | 5 | 0.00047518
QDem | 15 | 6 | 0.00050378
QDem | 15 | 7 | 0.00055704
QDem | 15 | 8 | 0.0006461
QDem | 15 | 9 | 0.00077992
QDem | 15 | 10 | 0.00089813
QDem | 15 | 11 | 0.00096548
QDem | 15 | 12 | 0.00098398
QDem | 15 | 13 | 0.00097728
QDem | 15 | 14 | 0.00099624
QDem | 15 | 15 | 0.001
QDem | 15 | 16 | 0.00099126
QDem | 15 | 17 | 0.00098088
QDem | 15 | 18 | 0.00094823
QDem | 15 | 19 | 0.00086656
QDem | 15 | 20 | 0.00082451
QDem | 15 | 21 | 0.00076314
QDem | 15 | 22 | 0.00068747
QDem | 15 | 23 | 0.00061037
QDem | 15 | 24 | 0.00057274
QDem | 16 | 1 | 0.0010504
QDem | 16 | 2 | 0.0009932
QDem | 16 | 3 | 0.00095931
QDem | 16 | 4 | 0.00093773
QDem | 16 | 5 | 0.00095036
QDem | 16 | 6 | 0.0010076
QDem | 16 | 7 | 0.0011141
QDem | 16 | 8 | 0.0012922
QDem | 16 | 9 | 0.0015598
QDem | 16 | 10 | 0.0017963
QDem | 16 | 11 | 0.001931
QDem | 16 | 12 | 0.001968
QDem | 16 | 13 | 0.0019546
QDem | 16 | 14 | 0.0019925
QDem | 16 | 15 | 0.002
QDem | 16 | 16 | 0.0019825
QDem | 16 | 17 | 0.0019618
QDem | 16 | 18 | 0.0018965
QDem | 16 | 19 | 0.0017331
QDem | 16 | 20 | 0.001649
QDem | 16 | 21 | 0.0015263
QDem | 16 | 22 | 0.0013749
QDem | 16 | 23 | 0.0012207
QDem | 16 | 24 | 0.0011455
QDem | 17 | 1 | 0.0010504
QDem | 17 | 2 | 0.0009932
QDem | 17 | 3 | 0.00095931
QDem | 17 | 4 | 0.00093773
QDem | 17 | 5 | 0.00095036
QDem | 17 | 6 | 0.0010076
QDem | 17 | 7 | 0.0011141
QDem | 17 | 8 | 0.0012922
QDem | 17 | 9 | 0.0015598
QDem | 17 | 10 | 0.0017963
QDem | 17 | 11 | 0.001931
QDem | 17 | 12 | 0.001968
QDem | 17 | 13 | 0.0019546
QDem | 17 | 14 | 0.0019925
QDem | 17 | 15 | 0.002
QDem | 17 | 16 | 0.0019825
QDem | 17 | 17 | 0.0019618
QDem | 17 | 18 | 0.0018965
QDem | 17 | 19 | 0.0017331
QDem | 17 | 20 | 0.001649
QDem | 17 | 21 | 0.0015263
QDem | 17 | 22 | 0.0013749
QDem | 17 | 23 | 0.0012207
QDem | 17 | 24 | 0.0011455
QDem | 18 | 1 | 0.0021007
QDem | 18 | 2 | 0.0019864
QDem | 18 | 3 | 0.0019186
QDem | 18 | 4 | 0.0018755
QDem | 18 | 5 | 0.0019007
QDem | 18 | 6 | 0.0020151
QDem | 18 | 7 | 0.0022282
QDem | 18 | 8 | 0.0025844
QDem | 18 | 9 | 0.0031197
QDem | 18 | 10 | 0.0035925
QDem | 18 | 11 | 0.0038619
QDem | 18 | 12 | 0.0039359
QDem | 18 | 13 | 0.0039091
QDem | 18 | 14 | 0.003985
QDem | 18 | 15 | 0.004
QDem | 18 | 16 | 0.003965
QDem | 18 | 17 | 0.0039235
QDem | 18 | 18 | 0.0037929
QDem | 18 | 19 | 0.0034662
QDem | 18 | 20 | 0.003298
QDem | 18 | 21 | 0.0030526
QDem | 18 | 22 | 0.0027499
QDem | 18 | 23 | 0.0024415
QDem | 18 | 24 | 0.0022909
QDem | 19 | 1 | 0.0021007
QDem | 19 | 2 | 0.0019864
QDem | 19 | 3 | 0.0019186
QDem | 19 | 4 | 0.0018755
QDem | 19 | 5 | 0.0019007
QDem | 19 | 6 | 0.0020151
QDem | 19 | 7 | 0.0022282
QDem | 19 | 8 | 0.0025844
QDem | 19 | 9 | 0.0031197
QDem | 19 | 10 | 0.0035925
QDem | 19 | 11 | 0.0038619
QDem | 19 | 12 | 0.0039359
QDem | 19 | 13 | 0.0039091
QDem | 19 | 14 | 0.003985
QDem | 19 | 15 | 0.004
QDem | 19 | 16 | 0.003965
QDem | 19 | 17 | 0.0039235
QDem | 19 | 18 | 0.0037929
QDem | 19 | 19 | 0.0034662
QDem | 19 | 20 | 0.003298
QDem | 19 | 21 | 0.0030526
QDem | 19 | 22 | 0.0027499
QDem | 19 | 23 | 0.0024415
QDem | 19 | 24 | 0.0022909
QDem | 20 | 1 | 0.0021007
QDem | 20 | 2 | 0.0019864
QDem | 20 | 3 | 0.0019186
QDem | 20 | 4 | 0.0018755
QDem | 20 | 5 | 0.0019007
QDem | 20 | 6 | 0.0020151
QDem | 20 | 7 | 0.0022282
QDem | 20 | 8 | 0.0025844
QDem | 20 | 9 | 0.0031197
QDem | 20 | 10 | 0.0035925
QDem | 20 | 11 | 0.0038619
QDem | 20 | 12 | 0.0039359
QDem | 20 | 13 | 0.0039091
QDem | 20 | 14 | 0.003985
QDem | 20 | 15 | 0.004
QDem | 20 | 16 | 0.003965
QDem | 20 | 17 | 0.0039235
QDem | 20 | 18 | 0.0037929
QDem | 20 | 19 | 0.0034662
QDem | 20 | 20 | 0.003298
QDem | 20 | 21 | 0.0030526
QDem | 20 | 22 | 0.0027499
QDem | 20 | 23 | 0.0024415
QDem | 20 | 24 | 0.0022909
QDem | 21 | 1 | 0.0021007
QDem | 21 | 2 | 0.0019864
QDem | 21 | 3 | 0.0019186
QDem | 21 | 4 | 0.0018755
QDem | 21 | 5 | 0.0019007
QDem | 21 | 6 | 0.0020151
QDem | 21 | 7 | 0.0022282
QDem | 21 | 8 | 0.0025844
QDem | 21 | 9 | 0.0031197
QDem | 21 | 10 | 0.0035925
QDem | 21 | 11 | 0.0038619
QDem | 21 | 12 | 0.0039359
QDem | 21 | 13 | 0.0039091
QDem | 21 | 14 | 0.003985
QDem | 21 | 15 | 0.004
QDem | 21 | 16 | 0.003965
QDem | 21 | 17 | 0.0039235
QDem | 21 | 18 | 0.0037929
QDem | 21 | 19 | 0.0034662
QDem | 21 | 20 | 0.003298
QDem | 21 | 21 | 0.0030526
QDem | 21 | 22 | 0.0027499
QDem | 21 | 23 | 0.0024415
QDem | 21 | 24 | 0.0022909
QDem | 22 | 1 | 0.0021007
QDem | 22 | 2 | 0.0019864
QDem | 22 | 3 | 0.0019186
QDem | 22 | 4 | 0.0018755
QDem | 22 | 5 | 0.0019007
QDem | 22 | 6 | 0.0020151
QDem | 22 | 7 | 0.0022282
QDem | 22 | 8 | 0.0025844
QDem | 22 | 9 | 0.0031197
QDem | 22 | 10 | 0.0035925
QDem | 22 | 11 | 0.0038619
QDem | 22 | 12 | 0.0039359
QDem | 22 | 13 | 0.0039091
QDem | 22 | 14 | 0.003985
QDem | 22 | 15 | 0.004
QDem | 22 | 16 | 0.003965
QDem | 22 | 17 | 0.0039235
QDem | 22 | 18 | 0.0037929
QDem | 22 | 19 | 0.0034662
QDem | 22 | 20 | 0.003298
QDem | 22 | 21 | 0.0030526
QDem | 22 | 22 | 0.0027499
QDem | 22 | 23 | 0.0024415
QDem | 22 | 24 | 0.0022909
QDem | 23 | 1 | 0.0026259
QDem | 23 | 2 | 0.002483
QDem | 23 | 3 | 0.0023983
QDem | 23 | 4 | 0.0023443
QDem | 23 | 5 | 0.0023759
QDem | 23 | 6 | 0.0025189
QDem | 23 | 7 | 0.0027852
QDem | 23 | 8 | 0.0032305
QDem | 23 | 9 | 0.0038996
QDem | 23 | 10 | 0.0044906
QDem | 23 | 11 | 0.0048274
QDem | 23 | 12 | 0.0049199
QDem | 23 | 13 | 0.0048864
QDem | 23 | 14 | 0.0049812
QDem | 23 | 15 | 0.005
QDem | 23 | 16 | 0.0049563
QDem | 23 | 17 | 0.0049044
QDem | 23 | 18 | 0.0047412
QDem | 23 | 19 | 0.0043328
QDem | 23 | 20 | 0.0041225
QDem | 23 | 21 | 0.0038157
QDem | 23 | 22 | 0.0034374
QDem | 23 | 23 | 0.0030518
QDem | 23 | 24 | 0.0028637
QDem | 24 | 1 | 0.012057
QDem | 24 | 2 | 0.012101
QDem | 24 | 3 | 0.012077
QDem | 24 | 4 | 0.012038
QDem | 24 | 5 | 0.011984
QDem | 24 | 6 | 0.012048
QDem | 24 | 7 | 0.012759
QDem | 24 | 8 | 0.014684
QDem | 24 | 9 | 0.018356
QDem | 24 | 10 | 0.019839
QDem | 24 | 11 | 0.019879
QDem | 24 | 12 | 0.01967
QDem | 24 | 13 | 0.017784
QDem | 24 | 14 | 0.019294
QDem | 24 | 15 | 0.02
QDem | 24 | 16 | 0.019669
QDem | 24 | 17 | 0.019288
QDem | 24 | 18 | 0.017458
QDem | 24 | 19 | 0.015879
QDem | 24 | 20 | 0.014911
QDem | 24 | 21 | 0.014043
QDem | 24 | 22 | 0.013375
QDem | 24 | 23 | 0.012951
QDem | 24 | 24 | 0.012873
QDem | 25 | 1 | 0.012057
QDem | 25 | 2 | 0.012101
QDem | 25 | 3 | 0.012077
QDem | 25 | 4 | 0.012038
QDem | 25 | 5 | 0.011984
QDem | 25 | 6 | 0.012048
QDem | 25 | 7 | 0.012759
QDem | 25 | 8 | 0.014684
QDem | 25 | 9 | 0.018356
QDem | 25 | 10 | 0.019839
QDem | 25 | 11 | 0.019879
QDem | 25 | 12 | 0.01967
QDem | 25 | 13 | 0.017784
QDem | 25 | 14 | 0.019294
QDem | 25 | 15 | 0.02
QDem | 25 | 16 | 0.019669
QDem | 25 | 17 | 0.019288
QDem | 25 | 18 | 0.017458
QDem | 25 | 19 | 0.015879
QDem | 25 | 20 | 0.014911
QDem | 25 | 21 | 0.014043
QDem | 25 | 22 | 0.013375
QDem | 25 | 23 | 0.012951
QDem | 25 | 24 | 0.012873
QDem | 26 | 1 | 0.001313
QDem | 26 | 2 | 0.0012415
QDem | 26 | 3 | 0.0011991
QDem | 26 | 4 | 0.0011722
QDem | 26 | 5 | 0.001188
QDem | 26 | 6 | 0.0012595
QDem | 26 | 7 | 0.0013926
QDem | 26 | 8 | 0.0016153
QDem | 26 | 9 | 0.0019498
QDem | 26 | 10 | 0.0022453
QDem | 26 | 11 | 0.0024137
QDem | 26 | 12 | 0.0024599
QDem | 26 | 13 | 0.0024432
QDem | 26 | 14 | 0.0024906
QDem | 26 | 15 | 0.0025
QDem | 26 | 16 | 0.0024781
QDem | 26 | 17 | 0.0024522
QDem | 26 | 18 | 0.0023706
QDem | 26 | 19 | 0.0021664
QDem | 26 | 20 | 0.0020613
QDem | 26 | 21 | 0.0019079
QDem | 26 | 22 | 0.0017187
QDem | 26 | 23 | 0.0015259
QDem | 26 | 24 | 0.0014318
QDem | 27 | 1 | 0.001313
QDem | 27 | 2 | 0.0012415
QDem | 27 | 3 | 0.0011991
QDem | 27 | 4 | 0.0011722
QDem | 27 | 5 | 0.001188
QDem | 27 | 6 | 0.0012595
QDem | 27 | 7 | 0.0013926
QDem | 27 | 8 | 0.0016153
QDem | 27 | 9 | 0.0019498
QDem | 27 | 10 | 0.0022453
QDem | 27 | 11 | 0.0024137
QDem | 27 | 12 | 0.0024599
QDem | 27 | 13 | 0.0024432
QDem | 27 | 14 | 0.0024906
QDem | 27 | 15 | 0.0025
QDem | 27 | 16 | 0.0024781
QDem | 27 | 17 | 0.0024522
QDem | 27 | 18 | 0.0023706
QDem | 27 | 19 | 0.0021664
QDem | 27 | 20 | 0.0020613
QDem | 27 | 21 | 0.0019079
QDem | 27 | 22 | 0.0017187
QDem | 27 | 23 | 0.0015259
QDem | 27 | 24 | 0.0014318
QDem | 28 | 1 | 0.0010504
QDem | 28 | 2 | 0.0009932
QDem | 28 | 3 | 0.00095931
QDem | 28 | 4 | 0.00093773
QDem | 28 | 5 | 0.00095036
QDem | 28 | 6 | 0.0010076
QDem | 28 | 7 | 0.0011141
QDem | 28 | 8 | 0.0012922
QDem | 28 | 9 | 0.0015598
QDem | 28 | 10 | 0.0017963
QDem | 28 | 11 | 0.001931
QDem | 28 | 12 | 0.001968
QDem | 28 | 13 | 0.0019546
QDem | 28 | 14 | 0.0019925
QDem | 28 | 15 | 0.002
QDem | 28 | 16 | 0.0019825
QDem | 28 | 17 | 0.0019618
QDem | 28 | 18 | 0.0018965
QDem | 28 | 19 | 0.0017331
QDem | 28 | 20 | 0.001649
QDem | 28 | 21 | 0.0015263
QDem | 28 | 22 | 0.0013749
QDem | 28 | 23 | 0.0012207
QDem | 28 | 24 | 0.0011455
QDem | 29 | 1 | 0.0036763
QDem | 29 | 2 | 0.0034762
QDem | 29 | 3 | 0.0033576
QDem | 29 | 4 | 0.003282
QDem | 29 | 5 | 0.0033263
QDem | 29 | 6 | 0.0035265
QDem | 29 | 7 | 0.0038993
QDem | 29 | 8 | 0.0045227
QDem | 29 | 9 | 0.0054594
QDem | 29 | 10 | 0.0062869
QDem | 29 | 11 | 0.0067583
QDem | 29 | 12 | 0.0068878
QDem | 29 | 13 | 0.006841
QDem | 29 | 14 | 0.0069737
QDem | 29 | 15 | 0.007
QDem | 29 | 16 | 0.0069388
QDem | 29 | 17 | 0.0068662
QDem | 29 | 18 | 0.0066376
QDem | 29 | 19 | 0.0060659
QDem | 29 | 20 | 0.0057715
QDem | 29 | 21 | 0.005342
QDem | 29 | 22 | 0.0048123
QDem | 29 | 23 | 0.0042726
QDem | 29 | 24 | 0.0040092
QDem | 30 | 1 | 0.020425
QDem | 30 | 2 | 0.019743
QDem | 30 | 3 | 0.019306
QDem | 30 | 4 | 0.019141
QDem | 30 | 5 | 0.019028
QDem | 30 | 6 | 0.019735
QDem | 30 | 7 | 0.022353
QDem | 30 | 8 | 0.029112
QDem | 30 | 9 | 0.04539
QDem | 30 | 10 | 0.056989
QDem | 30 | 11 | 0.059689
QDem | 30 | 12 | 0.059432
QDem | 30 | 13 | 0.057749
QDem | 30 | 14 | 0.06
QDem | 30 | 15 | 0.05779
QDem | 30 | 16 | 0.05248
QDem | 30 | 17 | 0.044216
QDem | 30 | 18 | 0.035383
QDem | 30 | 19 | 0.030728
QDem | 30 | 20 | 0.028674
QDem | 30 | 21 | 0.026766
QDem | 30 | 22 | 0.024417
QDem | 30 | 23 | 0.022043
QDem | 30 | 24 | 0.021175
QDem | 31 | 1 | 0.002383
QDem | 31 | 2 | 0.0023034
QDem | 31 | 3 | 0.0022524
QDem | 31 | 4 | 0.0022331
QDem | 31 | 5 | 0.0022199
QDem | 31 | 6 | 0.0023025
QDem | 31 | 7 | 0.0026079
QDem | 31 | 8 | 0.0033964
QDem | 31 | 9 | 0.0052956
QDem | 31 | 10 | 0.0066487
QDem | 31 | 11 | 0.0069638
QDem | 31 | 12 | 0.0069337
QDem | 31 | 13 | 0.0067374
QDem | 31 | 14 | 0.007
QDem | 31 | 15 | 0.0067422
QDem | 31 | 16 | 0.0061227
QDem | 31 | 17 | 0.0051586
QDem | 31 | 18 | 0.004128
QDem | 31 | 19 | 0.0035849
QDem | 31 | 20 | 0.0033454
QDem | 31 | 21 | 0.0031227
QDem | 31 | 22 | 0.0028486
QDem | 31 | 23 | 0.0025716
QDem | 31 | 24 | 0.0024704
QDem | 32 | 1 | 0.0034042
QDem | 32 | 2 | 0.0032905
QDem | 32 | 3 | 0.0032177
QDem | 32 | 4 | 0.0031902
QDem | 32 | 5 | 0.0031713
QDem | 32 | 6 | 0.0032892
QDem | 32 | 7 | 0.0037255
QDem | 32 | 8 | 0.004852
QDem | 32 | 9 | 0.0075651
QDem | 32 | 10 | 0.0094981
QDem | 32 | 11 | 0.0099482
QDem | 32 | 12 | 0.0099053
QDem | 32 | 13 | 0.0096248
QDem | 32 | 14 | 0.01
QDem | 32 | 15 | 0.0096317
QDem | 32 | 16 | 0.0087467
QDem | 32 | 17 | 0.0073694
QDem | 32 | 18 | 0.0058971
QDem | 32 | 19 | 0.0051213
QDem | 32 | 20 | 0.0047791
QDem | 32 | 21 | 0.004461
QDem | 32 | 22 | 0.0040695
QDem | 32 | 23 | 0.0036738
QDem | 32 | 24 | 0.0035291
QDem | 33 | 1 | 0.0021007
QDem | 33 | 2 | 0.0019864
QDem | 33 | 3 | 0.0019186
QDem | 33 | 4 | 0.0018755
QDem | 33 | 5 | 0.0019007
QDem | 33 | 6 | 0.0020151
QDem | 33 | 7 | 0.0022282
QDem | 33 | 8 | 0.0025844
QDem | 33 | 9 | 0.0031197
QDem | 33 | 10 | 0.0035925
QDem | 33 | 11 | 0.0038619
QDem | 33 | 12 | 0.0039359
QDem | 33 | 13 | 0.0039091
QDem | 33 | 14 | 0.003985
QDem | 33 | 15 | 0.004
QDem | 33 | 16 | 0.003965
QDem | 33 | 17 | 0.0039235
QDem | 33 | 18 | 0.0037929
QDem | 33 | 19 | 0.0034662
QDem | 33 | 20 | 0.003298
QDem | 33 | 21 | 0.0030526
QDem | 33 | 22 | 0.0027499
QDem | 33 | 23 | 0.0024415
QDem | 33 | 24 | 0.0022909

## PDg
Variable_name | Index: Gens | Index: Buses | Index: Times | Value
PDg | 1 | 1 | 1 | 0
PDg | 1 | 1 | 2 | 0
PDg | 1 | 1 | 3 | 0
PDg | 1 | 1 | 4 | 0
PDg | 1 | 1 | 5 | 0
PDg | 1 | 1 | 6 | 0
PDg | 1 | 1 | 7 | 0
PDg | 1 | 1 | 8 | 0
PDg | 1 | 1 | 9 | 0
PDg | 1 | 1 | 10 | 0
PDg | 1 | 1 | 11 | 0
PDg | 1 | 1 | 12 | 0
PDg | 1 | 1 | 13 | 0
PDg | 1 | 1 | 14 | 0
PDg | 1 | 1 | 15 | 0
PDg | 1 | 1 | 16 | 0
PDg | 1 | 1 | 17 | 0
PDg | 1 | 1 | 18 | 0
PDg | 1 | 1 | 19 | 0
PDg | 1 | 1 | 20 | 0
PDg | 1 | 1 | 21 | 0
PDg | 1 | 1 | 22 | 0
PDg | 1 | 1 | 23 | 0
PDg | 1 | 1 | 24 | 0
PDg | 1 | 2 | 1 | 0
PDg | 1 | 2 | 2 | 0
PDg | 1 | 2 | 3 | 0
PDg | 1 | 2 | 4 | 0
PDg | 1 | 2 | 5 | 0
PDg | 1 | 2 | 6 | 0
PDg | 1 | 2 | 7 | 0
PDg | 1 | 2 | 8 | 0
PDg | 1 | 2 | 9 | 0
PDg | 1 | 2 | 10 | 0
PDg | 1 | 2 | 11 | 0
PDg | 1 | 2 | 12 | 0
PDg | 1 | 2 | 13 | 0
PDg | 1 | 2 | 14 | 0
PDg | 1 | 2 | 15 | 0
PDg | 1 | 2 | 16 | 0
PDg | 1 | 2 | 17 | 0
PDg | 1 | 2 | 18 | 0
PDg | 1 | 2 | 19 | 0
PDg | 1 | 2 | 20 | 0
PDg | 1 | 2 | 21 | 0
PDg | 1 | 2 | 22 | 0
PDg | 1 | 2 | 23 | 0
PDg | 1 | 2 | 24 | 0
PDg | 1 | 3 | 1 | 0
PDg | 1 | 3 | 2 | 0
PDg | 1 | 3 | 3 | 0
PDg | 1 | 3 | 4 | 0
PDg | 1 | 3 | 5 | 0
PDg | 1 | 3 | 6 | 0
PDg | 1 | 3 | 7 | 0
PDg | 1 | 3 | 8 | 0
PDg | 1 | 3 | 9 | 0
PDg | 1 | 3 | 10 | 0
PDg | 1 | 3 | 11 | 0
PDg | 1 | 3 | 12 | 0
PDg | 1 | 3 | 13 | 0
PDg | 1 | 3 | 14 | 0
PDg | 1 | 3 | 15 | 0
PDg | 1 | 3 | 16 | 0
PDg | 1 | 3 | 17 | 0
PDg | 1 | 3 | 18 | 0
PDg | 1 | 3 | 19 | 0
PDg | 1 | 3 | 20 | 0
PDg | 1 | 3 | 21 | 0
PDg | 1 | 3 | 22 | 0
PDg | 1 | 3 | 23 | 0
PDg | 1 | 3 | 24 | 0
PDg | 1 | 4 | 1 | 0
PDg | 1 | 4 | 2 | 0
PDg | 1 | 4 | 3 | 0
PDg | 1 | 4 | 4 | 0
PDg | 1 | 4 | 5 | 0
PDg | 1 | 4 | 6 | 0
PDg | 1 | 4 | 7 | 0
PDg | 1 | 4 | 8 | 0
PDg | 1 | 4 | 9 | 0
PDg | 1 | 4 | 10 | 0
PDg | 1 | 4 | 11 | 0
PDg | 1 | 4 | 12 | 0
PDg | 1 | 4 | 13 | 0
PDg | 1 | 4 | 14 | 0
PDg | 1 | 4 | 15 | 0
PDg | 1 | 4 | 16 | 0
PDg | 1 | 4 | 17 | 0
PDg | 1 | 4 | 18 | 0
PDg | 1 | 4 | 19 | 0
PDg | 1 | 4 | 20 | 0
PDg | 1 | 4 | 21 | 0
PDg | 1 | 4 | 22 | 0
PDg | 1 | 4 | 23 | 0
PDg | 1 | 4 | 24 | 0
PDg | 1 | 5 | 1 | 0
PDg | 1 | 5 | 2 | 0
PDg | 1 | 5 | 3 | 0
PDg | 1 | 5 | 4 | 0
PDg | 1 | 5 | 5 | 0
PDg | 1 | 5 | 6 | 0
PDg | 1 | 5 | 7 | 0
PDg | 1 | 5 | 8 | 0
PDg | 1 | 5 | 9 | 0
PDg | 1 | 5 | 10 | 0
PDg | 1 | 5 | 11 | 0
PDg | 1 | 5 | 12 | 0
PDg | 1 | 5 | 13 | 0
PDg | 1 | 5 | 14 | 0
PDg | 1 | 5 | 15 | 0
PDg | 1 | 5 | 16 | 0
PDg | 1 | 5 | 17 | 0
PDg | 1 | 5 | 18 | 0
PDg | 1 | 5 | 19 | 0
PDg | 1 | 5 | 20 | 0
PDg | 1 | 5 | 21 | 0
PDg | 1 | 5 | 22 | 0
PDg | 1 | 5 | 23 | 0
PDg | 1 | 5 | 24 | 0
PDg | 1 | 6 | 1 | 0
PDg | 1 | 6 | 2 | 0
PDg | 1 | 6 | 3 | 0
PDg | 1 | 6 | 4 | 0
PDg | 1 | 6 | 5 | 0
PDg | 1 | 6 | 6 | 0
PDg | 1 | 6 | 7 | 0
PDg | 1 | 6 | 8 | 0
PDg | 1 | 6 | 9 | 0
PDg | 1 | 6 | 10 | 0
PDg | 1 | 6 | 11 | 0
PDg | 1 | 6 | 12 | 0
PDg | 1 | 6 | 13 | 0
PDg | 1 | 6 | 14 | 0
PDg | 1 | 6 | 15 | 0
PDg | 1 | 6 | 16 | 0
PDg | 1 | 6 | 17 | 0
PDg | 1 | 6 | 18 | 0
PDg | 1 | 6 | 19 | 0
PDg | 1 | 6 | 20 | 0
PDg | 1 | 6 | 21 | 0
PDg | 1 | 6 | 22 | 0
PDg | 1 | 6 | 23 | 0
PDg | 1 | 6 | 24 | 0
PDg | 1 | 7 | 1 | 0
PDg | 1 | 7 | 2 | 0
PDg | 1 | 7 | 3 | 0
PDg | 1 | 7 | 4 | 0
PDg | 1 | 7 | 5 | 0
PDg | 1 | 7 | 6 | 0
PDg | 1 | 7 | 7 | 0
PDg | 1 | 7 | 8 | 0
PDg | 1 | 7 | 9 | 0
PDg | 1 | 7 | 10 | 0
PDg | 1 | 7 | 11 | 0
PDg | 1 | 7 | 12 | 0
PDg | 1 | 7 | 13 | 0
PDg | 1 | 7 | 14 | 0
PDg | 1 | 7 | 15 | 0
PDg | 1 | 7 | 16 | 0
PDg | 1 | 7 | 17 | 0
PDg | 1 | 7 | 18 | 0
PDg | 1 | 7 | 19 | 0
PDg | 1 | 7 | 20 | 0
PDg | 1 | 7 | 21 | 0
PDg | 1 | 7 | 22 | 0
PDg | 1 | 7 | 23 | 0
PDg | 1 | 7 | 24 | 0
PDg | 1 | 8 | 1 | 0
PDg | 1 | 8 | 2 | 0
PDg | 1 | 8 | 3 | 0
PDg | 1 | 8 | 4 | 0
PDg | 1 | 8 | 5 | 0
PDg | 1 | 8 | 6 | 0
PDg | 1 | 8 | 7 | 0
PDg | 1 | 8 | 8 | 0
PDg | 1 | 8 | 9 | 0
PDg | 1 | 8 | 10 | 0
PDg | 1 | 8 | 11 | 0
PDg | 1 | 8 | 12 | 0
PDg | 1 | 8 | 13 | 0
PDg | 1 | 8 | 14 | 0
PDg | 1 | 8 | 15 | 0
PDg | 1 | 8 | 16 | 0
PDg | 1 | 8 | 17 | 0
PDg | 1 | 8 | 18 | 0
PDg | 1 | 8 | 19 | 0
PDg | 1 | 8 | 20 | 0
PDg | 1 | 8 | 21 | 0
PDg | 1 | 8 | 22 | 0
PDg | 1 | 8 | 23 | 0
PDg | 1 | 8 | 24 | 0
PDg | 1 | 9 | 1 | 0
PDg | 1 | 9 | 2 | 0
PDg | 1 | 9 | 3 | 0
PDg | 1 | 9 | 4 | 0
PDg | 1 | 9 | 5 | 0
PDg | 1 | 9 | 6 | 0
PDg | 1 | 9 | 7 | 0
PDg | 1 | 9 | 8 | 0
PDg | 1 | 9 | 9 | 0
PDg | 1 | 9 | 10 | 0
PDg | 1 | 9 | 11 | 0
PDg | 1 | 9 | 12 | 0
PDg | 1 | 9 | 13 | 0
PDg | 1 | 9 | 14 | 0
PDg | 1 | 9 | 15 | 0
PDg | 1 | 9 | 16 | 0
PDg | 1 | 9 | 17 | 0
PDg | 1 | 9 | 18 | 0
PDg | 1 | 9 | 19 | 0
PDg | 1 | 9 | 20 | 0
PDg | 1 | 9 | 21 | 0
PDg | 1 | 9 | 22 | 0
PDg | 1 | 9 | 23 | 0
PDg | 1 | 9 | 24 | 0
PDg | 1 | 10 | 1 | 0
PDg | 1 | 10 | 2 | 0
PDg | 1 | 10 | 3 | 0
PDg | 1 | 10 | 4 | 0
PDg | 1 | 10 | 5 | 0
PDg | 1 | 10 | 6 | 0
PDg | 1 | 10 | 7 | 0
PDg | 1 | 10 | 8 | 0
PDg | 1 | 10 | 9 | 0
PDg | 1 | 10 | 10 | 0
PDg | 1 | 10 | 11 | 0
PDg | 1 | 10 | 12 | 0
PDg | 1 | 10 | 13 | 0
PDg | 1 | 10 | 14 | 0
PDg | 1 | 10 | 15 | 0
PDg | 1 | 10 | 16 | 0
PDg | 1 | 10 | 17 | 0
PDg | 1 | 10 | 18 | 0
PDg | 1 | 10 | 19 | 0
PDg | 1 | 10 | 20 | 0
PDg | 1 | 10 | 21 | 0
PDg | 1 | 10 | 22 | 0
PDg | 1 | 10 | 23 | 0
PDg | 1 | 10 | 24 | 0
PDg | 1 | 11 | 1 | 0
PDg | 1 | 11 | 2 | 0
PDg | 1 | 11 | 3 | 0
PDg | 1 | 11 | 4 | 0
PDg | 1 | 11 | 5 | 0
PDg | 1 | 11 | 6 | 0
PDg | 1 | 11 | 7 | 0
PDg | 1 | 11 | 8 | 0
PDg | 1 | 11 | 9 | 0
PDg | 1 | 11 | 10 | 0
PDg | 1 | 11 | 11 | 0
PDg | 1 | 11 | 12 | 0
PDg | 1 | 11 | 13 | 0
PDg | 1 | 11 | 14 | 0
PDg | 1 | 11 | 15 | 0
PDg | 1 | 11 | 16 | 0
PDg | 1 | 11 | 17 | 0
PDg | 1 | 11 | 18 | 0
PDg | 1 | 11 | 19 | 0
PDg | 1 | 11 | 20 | 0
PDg | 1 | 11 | 21 | 0
PDg | 1 | 11 | 22 | 0
PDg | 1 | 11 | 23 | 0
PDg | 1 | 11 | 24 | 0
PDg | 1 | 12 | 1 | 0
PDg | 1 | 12 | 2 | 0
PDg | 1 | 12 | 3 | 0
PDg | 1 | 12 | 4 | 0
PDg | 1 | 12 | 5 | 0
PDg | 1 | 12 | 6 | 0
PDg | 1 | 12 | 7 | 0
PDg | 1 | 12 | 8 | 0
PDg | 1 | 12 | 9 | 0
PDg | 1 | 12 | 10 | 0
PDg | 1 | 12 | 11 | 0
PDg | 1 | 12 | 12 | 0
PDg | 1 | 12 | 13 | 0
PDg | 1 | 12 | 14 | 0
PDg | 1 | 12 | 15 | 0
PDg | 1 | 12 | 16 | 0
PDg | 1 | 12 | 17 | 0
PDg | 1 | 12 | 18 | 0
PDg | 1 | 12 | 19 | 0
PDg | 1 | 12 | 20 | 0
PDg | 1 | 12 | 21 | 0
PDg | 1 | 12 | 22 | 0
PDg | 1 | 12 | 23 | 0
PDg | 1 | 12 | 24 | 0
PDg | 1 | 13 | 1 | 0
PDg | 1 | 13 | 2 | 0
PDg | 1 | 13 | 3 | 0
PDg | 1 | 13 | 4 | 0
PDg | 1 | 13 | 5 | 0
PDg | 1 | 13 | 6 | 0
PDg | 1 | 13 | 7 | 0
PDg | 1 | 13 | 8 | 0
PDg | 1 | 13 | 9 | 0
PDg | 1 | 13 | 10 | 0
PDg | 1 | 13 | 11 | 0
PDg | 1 | 13 | 12 | 0
PDg | 1 | 13 | 13 | 0
PDg | 1 | 13 | 14 | 0
PDg | 1 | 13 | 15 | 0
PDg | 1 | 13 | 16 | 0
PDg | 1 | 13 | 17 | 0
PDg | 1 | 13 | 18 | 0
PDg | 1 | 13 | 19 | 0
PDg | 1 | 13 | 20 | 0
PDg | 1 | 13 | 21 | 0
PDg | 1 | 13 | 22 | 0
PDg | 1 | 13 | 23 | 0
PDg | 1 | 13 | 24 | 0
PDg | 1 | 14 | 1 | 0
PDg | 1 | 14 | 2 | 0
PDg | 1 | 14 | 3 | 0
PDg | 1 | 14 | 4 | 0
PDg | 1 | 14 | 5 | 0
PDg | 1 | 14 | 6 | 0
PDg | 1 | 14 | 7 | 0
PDg | 1 | 14 | 8 | 0
PDg | 1 | 14 | 9 | 0
PDg | 1 | 14 | 10 | 0
PDg | 1 | 14 | 11 | 0
PDg | 1 | 14 | 12 | 0
PDg | 1 | 14 | 13 | 0
PDg | 1 | 14 | 14 | 0
PDg | 1 | 14 | 15 | 0
PDg | 1 | 14 | 16 | 0
PDg | 1 | 14 | 17 | 0
PDg | 1 | 14 | 18 | 0
PDg | 1 | 14 | 19 | 0
PDg | 1 | 14 | 20 | 0
PDg | 1 | 14 | 21 | 0
PDg | 1 | 14 | 22 | 0
PDg | 1 | 14 | 23 | 0
PDg | 1 | 14 | 24 | 0
PDg | 1 | 15 | 1 | 0
PDg | 1 | 15 | 2 | 0
PDg | 1 | 15 | 3 | 0
PDg | 1 | 15 | 4 | 0
PDg | 1 | 15 | 5 | 0
PDg | 1 | 15 | 6 | 0
PDg | 1 | 15 | 7 | 0
PDg | 1 | 15 | 8 | 0
PDg | 1 | 15 | 9 | 0
PDg | 1 | 15 | 10 | 0
PDg | 1 | 15 | 11 | 0
PDg | 1 | 15 | 12 | 0
PDg | 1 | 15 | 13 | 0
PDg | 1 | 15 | 14 | 0
PDg | 1 | 15 | 15 | 0
PDg | 1 | 15 | 16 | 0
PDg | 1 | 15 | 17 | 0
PDg | 1 | 15 | 18 | 0
PDg | 1 | 15 | 19 | 0
PDg | 1 | 15 | 20 | 0
PDg | 1 | 15 | 21 | 0
PDg | 1 | 15 | 22 | 0
PDg | 1 | 15 | 23 | 0
PDg | 1 | 15 | 24 | 0
PDg | 1 | 16 | 1 | 0
PDg | 1 | 16 | 2 | 0
PDg | 1 | 16 | 3 | 0
PDg | 1 | 16 | 4 | 0
PDg | 1 | 16 | 5 | 0
PDg | 1 | 16 | 6 | 0
PDg | 1 | 16 | 7 | 0
PDg | 1 | 16 | 8 | 0
PDg | 1 | 16 | 9 | 0
PDg | 1 | 16 | 10 | 0
PDg | 1 | 16 | 11 | 0
PDg | 1 | 16 | 12 | 0
PDg | 1 | 16 | 13 | 0
PDg | 1 | 16 | 14 | 0
PDg | 1 | 16 | 15 | 0
PDg | 1 | 16 | 16 | 0
PDg | 1 | 16 | 17 | 0
PDg | 1 | 16 | 18 | 0
PDg | 1 | 16 | 19 | 0
PDg | 1 | 16 | 20 | 0
PDg | 1 | 16 | 21 | 0
PDg | 1 | 16 | 22 | 0
PDg | 1 | 16 | 23 | 0
PDg | 1 | 16 | 24 | 0
PDg | 1 | 17 | 1 | 0
PDg | 1 | 17 | 2 | 0
PDg | 1 | 17 | 3 | 0
PDg | 1 | 17 | 4 | 0
PDg | 1 | 17 | 5 | 0
PDg | 1 | 17 | 6 | 0
PDg | 1 | 17 | 7 | 0
PDg | 1 | 17 | 8 | 0
PDg | 1 | 17 | 9 | 0
PDg | 1 | 17 | 10 | 0
PDg | 1 | 17 | 11 | 0
PDg | 1 | 17 | 12 | 0
PDg | 1 | 17 | 13 | 0
PDg | 1 | 17 | 14 | 0
PDg | 1 | 17 | 15 | 0
PDg | 1 | 17 | 16 | 0
PDg | 1 | 17 | 17 | 0
PDg | 1 | 17 | 18 | 0
PDg | 1 | 17 | 19 | 0
PDg | 1 | 17 | 20 | 0
PDg | 1 | 17 | 21 | 0
PDg | 1 | 17 | 22 | 0
PDg | 1 | 17 | 23 | 0
PDg | 1 | 17 | 24 | 0
PDg | 1 | 18 | 1 | 0
PDg | 1 | 18 | 2 | 0
PDg | 1 | 18 | 3 | 0
PDg | 1 | 18 | 4 | 0
PDg | 1 | 18 | 5 | 0
PDg | 1 | 18 | 6 | 0
PDg | 1 | 18 | 7 | 0
PDg | 1 | 18 | 8 | 0
PDg | 1 | 18 | 9 | 0
PDg | 1 | 18 | 10 | 0
PDg | 1 | 18 | 11 | 0
PDg | 1 | 18 | 12 | 0
PDg | 1 | 18 | 13 | 0
PDg | 1 | 18 | 14 | 0
PDg | 1 | 18 | 15 | 0
PDg | 1 | 18 | 16 | 0
PDg | 1 | 18 | 17 | 0
PDg | 1 | 18 | 18 | 0
PDg | 1 | 18 | 19 | 0
PDg | 1 | 18 | 20 | 0
PDg | 1 | 18 | 21 | 0
PDg | 1 | 18 | 22 | 0
PDg | 1 | 18 | 23 | 0
PDg | 1 | 18 | 24 | 0
PDg | 1 | 19 | 1 | 0
PDg | 1 | 19 | 2 | 0
PDg | 1 | 19 | 3 | 0
PDg | 1 | 19 | 4 | 0
PDg | 1 | 19 | 5 | 0
PDg | 1 | 19 | 6 | 0
PDg | 1 | 19 | 7 | 0
PDg | 1 | 19 | 8 | 0
PDg | 1 | 19 | 9 | 0
PDg | 1 | 19 | 10 | 0
PDg | 1 | 19 | 11 | 0
PDg | 1 | 19 | 12 | 0
PDg | 1 | 19 | 13 | 0
PDg | 1 | 19 | 14 | 0
PDg | 1 | 19 | 15 | 0
PDg | 1 | 19 | 16 | 0
PDg | 1 | 19 | 17 | 0
PDg | 1 | 19 | 18 | 0
PDg | 1 | 19 | 19 | 0
PDg | 1 | 19 | 20 | 0
PDg | 1 | 19 | 21 | 0
PDg | 1 | 19 | 22 | 0
PDg | 1 | 19 | 23 | 0
PDg | 1 | 19 | 24 | 0
PDg | 1 | 20 | 1 | 0
PDg | 1 | 20 | 2 | 0
PDg | 1 | 20 | 3 | 0
PDg | 1 | 20 | 4 | 0
PDg | 1 | 20 | 5 | 0
PDg | 1 | 20 | 6 | 0
PDg | 1 | 20 | 7 | 0
PDg | 1 | 20 | 8 | 0
PDg | 1 | 20 | 9 | 0
PDg | 1 | 20 | 10 | 0
PDg | 1 | 20 | 11 | 0
PDg | 1 | 20 | 12 | 0
PDg | 1 | 20 | 13 | 0
PDg | 1 | 20 | 14 | 0
PDg | 1 | 20 | 15 | 0
PDg | 1 | 20 | 16 | 0
PDg | 1 | 20 | 17 | 0
PDg | 1 | 20 | 18 | 0
PDg | 1 | 20 | 19 | 0
PDg | 1 | 20 | 20 | 0
PDg | 1 | 20 | 21 | 0
PDg | 1 | 20 | 22 | 0
PDg | 1 | 20 | 23 | 0
PDg | 1 | 20 | 24 | 0
PDg | 1 | 21 | 1 | 0
PDg | 1 | 21 | 2 | 0
PDg | 1 | 21 | 3 | 0
PDg | 1 | 21 | 4 | 0
PDg | 1 | 21 | 5 | 0
PDg | 1 | 21 | 6 | 0
PDg | 1 | 21 | 7 | 0
PDg | 1 | 21 | 8 | 0
PDg | 1 | 21 | 9 | 0
PDg | 1 | 21 | 10 | 0
PDg | 1 | 21 | 11 | 0
PDg | 1 | 21 | 12 | 0
PDg | 1 | 21 | 13 | 0
PDg | 1 | 21 | 14 | 0
PDg | 1 | 21 | 15 | 0
PDg | 1 | 21 | 16 | 0
PDg | 1 | 21 | 17 | 0
PDg | 1 | 21 | 18 | 0
PDg | 1 | 21 | 19 | 0
PDg | 1 | 21 | 20 | 0
PDg | 1 | 21 | 21 | 0
PDg | 1 | 21 | 22 | 0
PDg | 1 | 21 | 23 | 0
PDg | 1 | 21 | 24 | 0
PDg | 1 | 22 | 1 | 0
PDg | 1 | 22 | 2 | 0
PDg | 1 | 22 | 3 | 0
PDg | 1 | 22 | 4 | 0
PDg | 1 | 22 | 5 | 0
PDg | 1 | 22 | 6 | 0
PDg | 1 | 22 | 7 | 0
PDg | 1 | 22 | 8 | 0
PDg | 1 | 22 | 9 | 0
PDg | 1 | 22 | 10 | 0
PDg | 1 | 22 | 11 | 0
PDg | 1 | 22 | 12 | 0
PDg | 1 | 22 | 13 | 0
PDg | 1 | 22 | 14 | 0
PDg | 1 | 22 | 15 | 0
PDg | 1 | 22 | 16 | 0
PDg | 1 | 22 | 17 | 0
PDg | 1 | 22 | 18 | 0
PDg | 1 | 22 | 19 | 0
PDg | 1 | 22 | 20 | 0
PDg | 1 | 22 | 21 | 0
PDg | 1 | 22 | 22 | 0
PDg | 1 | 22 | 23 | 0
PDg | 1 | 22 | 24 | 0
PDg | 1 | 23 | 1 | 0
PDg | 1 | 23 | 2 | 0
PDg | 1 | 23 | 3 | 0
PDg | 1 | 23 | 4 | 0
PDg | 1 | 23 | 5 | 0
PDg | 1 | 23 | 6 | 0
PDg | 1 | 23 | 7 | 0
PDg | 1 | 23 | 8 | 0
PDg | 1 | 23 | 9 | 0
PDg | 1 | 23 | 10 | 0
PDg | 1 | 23 | 11 | 0
PDg | 1 | 23 | 12 | 0
PDg | 1 | 23 | 13 | 0
PDg | 1 | 23 | 14 | 0
PDg | 1 | 23 | 15 | 0
PDg | 1 | 23 | 16 | 0
PDg | 1 | 23 | 17 | 0
PDg | 1 | 23 | 18 | 0
PDg | 1 | 23 | 19 | 0
PDg | 1 | 23 | 20 | 0
PDg | 1 | 23 | 21 | 0
PDg | 1 | 23 | 22 | 0
PDg | 1 | 23 | 23 | 0
PDg | 1 | 23 | 24 | 0
PDg | 1 | 24 | 1 | 0
PDg | 1 | 24 | 2 | 0
PDg | 1 | 24 | 3 | 0
PDg | 1 | 24 | 4 | 0
PDg | 1 | 24 | 5 | 0
PDg | 1 | 24 | 6 | 0
PDg | 1 | 24 | 7 | 0
PDg | 1 | 24 | 8 | 0
PDg | 1 | 24 | 9 | 0
PDg | 1 | 24 | 10 | 0
PDg | 1 | 24 | 11 | 0
PDg | 1 | 24 | 12 | 0
PDg | 1 | 24 | 13 | 0
PDg | 1 | 24 | 14 | 0
PDg | 1 | 24 | 15 | 0
PDg | 1 | 24 | 16 | 0
PDg | 1 | 24 | 17 | 0
PDg | 1 | 24 | 18 | 0
PDg | 1 | 24 | 19 | 0
PDg | 1 | 24 | 20 | 0
PDg | 1 | 24 | 21 | 0
PDg | 1 | 24 | 22 | 0
PDg | 1 | 24 | 23 | 0
PDg | 1 | 24 | 24 | 0
PDg | 1 | 25 | 1 | 0
PDg | 1 | 25 | 2 | 0
PDg | 1 | 25 | 3 | 0
PDg | 1 | 25 | 4 | 0
PDg | 1 | 25 | 5 | 0
PDg | 1 | 25 | 6 | 0
PDg | 1 | 25 | 7 | 0
PDg | 1 | 25 | 8 | 0
PDg | 1 | 25 | 9 | 0
PDg | 1 | 25 | 10 | 0
PDg | 1 | 25 | 11 | 0
PDg | 1 | 25 | 12 | 0
PDg | 1 | 25 | 13 | 0
PDg | 1 | 25 | 14 | 0
PDg | 1 | 25 | 15 | 0
PDg | 1 | 25 | 16 | 0
PDg | 1 | 25 | 17 | 0
PDg | 1 | 25 | 18 | 0
PDg | 1 | 25 | 19 | 0
PDg | 1 | 25 | 20 | 0
PDg | 1 | 25 | 21 | 0
PDg | 1 | 25 | 22 | 0
PDg | 1 | 25 | 23 | 0
PDg | 1 | 25 | 24 | 0
PDg | 1 | 26 | 1 | 0
PDg | 1 | 26 | 2 | 0
PDg | 1 | 26 | 3 | 0
PDg | 1 | 26 | 4 | 0
PDg | 1 | 26 | 5 | 0
PDg | 1 | 26 | 6 | 0
PDg | 1 | 26 | 7 | 0
PDg | 1 | 26 | 8 | 0
PDg | 1 | 26 | 9 | 0
PDg | 1 | 26 | 10 | 0
PDg | 1 | 26 | 11 | 0
PDg | 1 | 26 | 12 | 0
PDg | 1 | 26 | 13 | 0
PDg | 1 | 26 | 14 | 0
PDg | 1 | 26 | 15 | 0
PDg | 1 | 26 | 16 | 0
PDg | 1 | 26 | 17 | 0
PDg | 1 | 26 | 18 | 0
PDg | 1 | 26 | 19 | 0
PDg | 1 | 26 | 20 | 0
PDg | 1 | 26 | 21 | 0
PDg | 1 | 26 | 22 | 0
PDg | 1 | 26 | 23 | 0
PDg | 1 | 26 | 24 | 0
PDg | 1 | 27 | 1 | 0
PDg | 1 | 27 | 2 | 0
PDg | 1 | 27 | 3 | 0
PDg | 1 | 27 | 4 | 0
PDg | 1 | 27 | 5 | 0
PDg | 1 | 27 | 6 | 0
PDg | 1 | 27 | 7 | 0
PDg | 1 | 27 | 8 | 0
PDg | 1 | 27 | 9 | 0
PDg | 1 | 27 | 10 | 0
PDg | 1 | 27 | 11 | 0
PDg | 1 | 27 | 12 | 0
PDg | 1 | 27 | 13 | 0
PDg | 1 | 27 | 14 | 0
PDg | 1 | 27 | 15 | 0
PDg | 1 | 27 | 16 | 0
PDg | 1 | 27 | 17 | 0
PDg | 1 | 27 | 18 | 0
PDg | 1 | 27 | 19 | 0
PDg | 1 | 27 | 20 | 0
PDg | 1 | 27 | 21 | 0
PDg | 1 | 27 | 22 | 0
PDg | 1 | 27 | 23 | 0
PDg | 1 | 27 | 24 | 0
PDg | 1 | 28 | 1 | 0
PDg | 1 | 28 | 2 | 0
PDg | 1 | 28 | 3 | 0
PDg | 1 | 28 | 4 | 0
PDg | 1 | 28 | 5 | 0
PDg | 1 | 28 | 6 | 0
PDg | 1 | 28 | 7 | 0
PDg | 1 | 28 | 8 | 0
PDg | 1 | 28 | 9 | 0
PDg | 1 | 28 | 10 | 0
PDg | 1 | 28 | 11 | 0
PDg | 1 | 28 | 12 | 0
PDg | 1 | 28 | 13 | 0
PDg | 1 | 28 | 14 | 0
PDg | 1 | 28 | 15 | 0
PDg | 1 | 28 | 16 | 0
PDg | 1 | 28 | 17 | 0
PDg | 1 | 28 | 18 | 0
PDg | 1 | 28 | 19 | 0
PDg | 1 | 28 | 20 | 0
PDg | 1 | 28 | 21 | 0
PDg | 1 | 28 | 22 | 0
PDg | 1 | 28 | 23 | 0
PDg | 1 | 28 | 24 | 0
PDg | 1 | 29 | 1 | 0
PDg | 1 | 29 | 2 | 0
PDg | 1 | 29 | 3 | 0
PDg | 1 | 29 | 4 | 0
PDg | 1 | 29 | 5 | 0
PDg | 1 | 29 | 6 | 0
PDg | 1 | 29 | 7 | 0
PDg | 1 | 29 | 8 | 0
PDg | 1 | 29 | 9 | 0
PDg | 1 | 29 | 10 | 0
PDg | 1 | 29 | 11 | 0
PDg | 1 | 29 | 12 | 0
PDg | 1 | 29 | 13 | 0
PDg | 1 | 29 | 14 | 0
PDg | 1 | 29 | 15 | 0
PDg | 1 | 29 | 16 | 0
PDg | 1 | 29 | 17 | 0
PDg | 1 | 29 | 18 | 0
PDg | 1 | 29 | 19 | 0
PDg | 1 | 29 | 20 | 0
PDg | 1 | 29 | 21 | 0
PDg | 1 | 29 | 22 | 0
PDg | 1 | 29 | 23 | 0
PDg | 1 | 29 | 24 | 0
PDg | 1 | 30 | 1 | 0
PDg | 1 | 30 | 2 | 0
PDg | 1 | 30 | 3 | 0
PDg | 1 | 30 | 4 | 0
PDg | 1 | 30 | 5 | 0
PDg | 1 | 30 | 6 | 0
PDg | 1 | 30 | 7 | 0
PDg | 1 | 30 | 8 | 0
PDg | 1 | 30 | 9 | 0
PDg | 1 | 30 | 10 | 0
PDg | 1 | 30 | 11 | 0
PDg | 1 | 30 | 12 | 0
PDg | 1 | 30 | 13 | 0
PDg | 1 | 30 | 14 | 0
PDg | 1 | 30 | 15 | 0
PDg | 1 | 30 | 16 | 0
PDg | 1 | 30 | 17 | 0
PDg | 1 | 30 | 18 | 0
PDg | 1 | 30 | 19 | 0
PDg | 1 | 30 | 20 | 0
PDg | 1 | 30 | 21 | 0
PDg | 1 | 30 | 22 | 0
PDg | 1 | 30 | 23 | 0
PDg | 1 | 30 | 24 | 0
PDg | 1 | 31 | 1 | 0
PDg | 1 | 31 | 2 | 0
PDg | 1 | 31 | 3 | 0
PDg | 1 | 31 | 4 | 0
PDg | 1 | 31 | 5 | 0
PDg | 1 | 31 | 6 | 0
PDg | 1 | 31 | 7 | 0
PDg | 1 | 31 | 8 | 0
PDg | 1 | 31 | 9 | 0
PDg | 1 | 31 | 10 | 0
PDg | 1 | 31 | 11 | 0
PDg | 1 | 31 | 12 | 0
PDg | 1 | 31 | 13 | 0
PDg | 1 | 31 | 14 | 0
PDg | 1 | 31 | 15 | 0
PDg | 1 | 31 | 16 | 0
PDg | 1 | 31 | 17 | 0
PDg | 1 | 31 | 18 | 0
PDg | 1 | 31 | 19 | 0
PDg | 1 | 31 | 20 | 0
PDg | 1 | 31 | 21 | 0
PDg | 1 | 31 | 22 | 0
PDg | 1 | 31 | 23 | 0
PDg | 1 | 31 | 24 | 0
PDg | 1 | 32 | 1 | 0
PDg | 1 | 32 | 2 | 0
PDg | 1 | 32 | 3 | 0
PDg | 1 | 32 | 4 | 0
PDg | 1 | 32 | 5 | 0
PDg | 1 | 32 | 6 | 0
PDg | 1 | 32 | 7 | 0
PDg | 1 | 32 | 8 | 0
PDg | 1 | 32 | 9 | 0
PDg | 1 | 32 | 10 | 0
PDg | 1 | 32 | 11 | 0
PDg | 1 | 32 | 12 | 0
PDg | 1 | 32 | 13 | 0
PDg | 1 | 32 | 14 | 0
PDg | 1 | 32 | 15 | 0
PDg | 1 | 32 | 16 | 0
PDg | 1 | 32 | 17 | 0
PDg | 1 | 32 | 18 | 0
PDg | 1 | 32 | 19 | 0
PDg | 1 | 32 | 20 | 0
PDg | 1 | 32 | 21 | 0
PDg | 1 | 32 | 22 | 0
PDg | 1 | 32 | 23 | 0
PDg | 1 | 32 | 24 | 0
PDg | 1 | 33 | 1 | 0
PDg | 1 | 33 | 2 | 0
PDg | 1 | 33 | 3 | 0
PDg | 1 | 33 | 4 | 0
PDg | 1 | 33 | 5 | 0
PDg | 1 | 33 | 6 | 0
PDg | 1 | 33 | 7 | 0
PDg | 1 | 33 | 8 | 0
PDg | 1 | 33 | 9 | 0
PDg | 1 | 33 | 10 | 0
PDg | 1 | 33 | 11 | 0
PDg | 1 | 33 | 12 | 0
PDg | 1 | 33 | 13 | 0
PDg | 1 | 33 | 14 | 0
PDg | 1 | 33 | 15 | 0
PDg | 1 | 33 | 16 | 0
PDg | 1 | 33 | 17 | 0
PDg | 1 | 33 | 18 | 0
PDg | 1 | 33 | 19 | 0
PDg | 1 | 33 | 20 | 0
PDg | 1 | 33 | 21 | 0
PDg | 1 | 33 | 22 | 0
PDg | 1 | 33 | 23 | 0
PDg | 1 | 33 | 24 | 0
PDg | 2 | 1 | 1 | 0
PDg | 2 | 1 | 2 | 0
PDg | 2 | 1 | 3 | 0
PDg | 2 | 1 | 4 | 0
PDg | 2 | 1 | 5 | 0
PDg | 2 | 1 | 6 | 0
PDg | 2 | 1 | 7 | 0
PDg | 2 | 1 | 8 | 0
PDg | 2 | 1 | 9 | 0
PDg | 2 | 1 | 10 | 0
PDg | 2 | 1 | 11 | 0
PDg | 2 | 1 | 12 | 0
PDg | 2 | 1 | 13 | 0
PDg | 2 | 1 | 14 | 0
PDg | 2 | 1 | 15 | 0
PDg | 2 | 1 | 16 | 0
PDg | 2 | 1 | 17 | 0
PDg | 2 | 1 | 18 | 0
PDg | 2 | 1 | 19 | 0
PDg | 2 | 1 | 20 | 0
PDg | 2 | 1 | 21 | 0
PDg | 2 | 1 | 22 | 0
PDg | 2 | 1 | 23 | 0
PDg | 2 | 1 | 24 | 0
PDg | 2 | 2 | 1 | 0
PDg | 2 | 2 | 2 | 0
PDg | 2 | 2 | 3 | 0
PDg | 2 | 2 | 4 | 0
PDg | 2 | 2 | 5 | 0
PDg | 2 | 2 | 6 | 0
PDg | 2 | 2 | 7 | 0
PDg | 2 | 2 | 8 | 0
PDg | 2 | 2 | 9 | 0
PDg | 2 | 2 | 10 | 0
PDg | 2 | 2 | 11 | 0
PDg | 2 | 2 | 12 | 0
PDg | 2 | 2 | 13 | 0
PDg | 2 | 2 | 14 | 0
PDg | 2 | 2 | 15 | 0
PDg | 2 | 2 | 16 | 0
PDg | 2 | 2 | 17 | 0
PDg | 2 | 2 | 18 | 0
PDg | 2 | 2 | 19 | 0
PDg | 2 | 2 | 20 | 0
PDg | 2 | 2 | 21 | 0
PDg | 2 | 2 | 22 | 0
PDg | 2 | 2 | 23 | 0
PDg | 2 | 2 | 24 | 0
PDg | 2 | 3 | 1 | 0
PDg | 2 | 3 | 2 | 0
PDg | 2 | 3 | 3 | 0
PDg | 2 | 3 | 4 | 0
PDg | 2 | 3 | 5 | 0
PDg | 2 | 3 | 6 | 0
PDg | 2 | 3 | 7 | 0
PDg | 2 | 3 | 8 | 0
PDg | 2 | 3 | 9 | 0
PDg | 2 | 3 | 10 | 0
PDg | 2 | 3 | 11 | 0
PDg | 2 | 3 | 12 | 0
PDg | 2 | 3 | 13 | 0
PDg | 2 | 3 | 14 | 0
PDg | 2 | 3 | 15 | 0
PDg | 2 | 3 | 16 | 0
PDg | 2 | 3 | 17 | 0
PDg | 2 | 3 | 18 | 0
PDg | 2 | 3 | 19 | 0
PDg | 2 | 3 | 20 | 0
PDg | 2 | 3 | 21 | 0
PDg | 2 | 3 | 22 | 0
PDg | 2 | 3 | 23 | 0
PDg | 2 | 3 | 24 | 0
PDg | 2 | 4 | 1 | 0
PDg | 2 | 4 | 2 | 0
PDg | 2 | 4 | 3 | 0
PDg | 2 | 4 | 4 | 0
PDg | 2 | 4 | 5 | 0
PDg | 2 | 4 | 6 | 0
PDg | 2 | 4 | 7 | 0
PDg | 2 | 4 | 8 | 0
PDg | 2 | 4 | 9 | 0
PDg | 2 | 4 | 10 | 0
PDg | 2 | 4 | 11 | 0
PDg | 2 | 4 | 12 | 0
PDg | 2 | 4 | 13 | 0
PDg | 2 | 4 | 14 | 0
PDg | 2 | 4 | 15 | 0
PDg | 2 | 4 | 16 | 0
PDg | 2 | 4 | 17 | 0
PDg | 2 | 4 | 18 | 0
PDg | 2 | 4 | 19 | 0
PDg | 2 | 4 | 20 | 0
PDg | 2 | 4 | 21 | 0
PDg | 2 | 4 | 22 | 0
PDg | 2 | 4 | 23 | 0
PDg | 2 | 4 | 24 | 0
PDg | 2 | 5 | 1 | 0
PDg | 2 | 5 | 2 | 0
PDg | 2 | 5 | 3 | 0
PDg | 2 | 5 | 4 | 0
PDg | 2 | 5 | 5 | 0
PDg | 2 | 5 | 6 | 0
PDg | 2 | 5 | 7 | 0
PDg | 2 | 5 | 8 | 0
PDg | 2 | 5 | 9 | 0
PDg | 2 | 5 | 10 | 0
PDg | 2 | 5 | 11 | 0
PDg | 2 | 5 | 12 | 0
PDg | 2 | 5 | 13 | 0
PDg | 2 | 5 | 14 | 0
PDg | 2 | 5 | 15 | 0
PDg | 2 | 5 | 16 | 0
PDg | 2 | 5 | 17 | 0
PDg | 2 | 5 | 18 | 0
PDg | 2 | 5 | 19 | 0
PDg | 2 | 5 | 20 | 0
PDg | 2 | 5 | 21 | 0
PDg | 2 | 5 | 22 | 0
PDg | 2 | 5 | 23 | 0
PDg | 2 | 5 | 24 | 0
PDg | 2 | 6 | 1 | 0
PDg | 2 | 6 | 2 | 0
PDg | 2 | 6 | 3 | 0
PDg | 2 | 6 | 4 | 0
PDg | 2 | 6 | 5 | 0
PDg | 2 | 6 | 6 | 0
PDg | 2 | 6 | 7 | 0
PDg | 2 | 6 | 8 | 0
PDg | 2 | 6 | 9 | 0
PDg | 2 | 6 | 10 | 0
PDg | 2 | 6 | 11 | 0
PDg | 2 | 6 | 12 | 0
PDg | 2 | 6 | 13 | 0
PDg | 2 | 6 | 14 | 0
PDg | 2 | 6 | 15 | 0
PDg | 2 | 6 | 16 | 0
PDg | 2 | 6 | 17 | 0
PDg | 2 | 6 | 18 | 0
PDg | 2 | 6 | 19 | 0
PDg | 2 | 6 | 20 | 0
PDg | 2 | 6 | 21 | 0
PDg | 2 | 6 | 22 | 0
PDg | 2 | 6 | 23 | 0
PDg | 2 | 6 | 24 | 0
PDg | 2 | 7 | 1 | 0
PDg | 2 | 7 | 2 | 0
PDg | 2 | 7 | 3 | 0
PDg | 2 | 7 | 4 | 0
PDg | 2 | 7 | 5 | 0
PDg | 2 | 7 | 6 | 0
PDg | 2 | 7 | 7 | 0
PDg | 2 | 7 | 8 | 0
PDg | 2 | 7 | 9 | 0
PDg | 2 | 7 | 10 | 0
PDg | 2 | 7 | 11 | 0
PDg | 2 | 7 | 12 | 0
PDg | 2 | 7 | 13 | 0
PDg | 2 | 7 | 14 | 0
PDg | 2 | 7 | 15 | 0
PDg | 2 | 7 | 16 | 0
PDg | 2 | 7 | 17 | 0
PDg | 2 | 7 | 18 | 0
PDg | 2 | 7 | 19 | 0
PDg | 2 | 7 | 20 | 0
PDg | 2 | 7 | 21 | 0
PDg | 2 | 7 | 22 | 0
PDg | 2 | 7 | 23 | 0
PDg | 2 | 7 | 24 | 0
PDg | 2 | 8 | 1 | 0
PDg | 2 | 8 | 2 | 0
PDg | 2 | 8 | 3 | 0
PDg | 2 | 8 | 4 | 0
PDg | 2 | 8 | 5 | 0
PDg | 2 | 8 | 6 | 0
PDg | 2 | 8 | 7 | 0
PDg | 2 | 8 | 8 | 0
PDg | 2 | 8 | 9 | 0
PDg | 2 | 8 | 10 | 0
PDg | 2 | 8 | 11 | 0
PDg | 2 | 8 | 12 | 0
PDg | 2 | 8 | 13 | 0
PDg | 2 | 8 | 14 | 0
PDg | 2 | 8 | 15 | 0
PDg | 2 | 8 | 16 | 0
PDg | 2 | 8 | 17 | 0
PDg | 2 | 8 | 18 | 0
PDg | 2 | 8 | 19 | 0
PDg | 2 | 8 | 20 | 0
PDg | 2 | 8 | 21 | 0
PDg | 2 | 8 | 22 | 0
PDg | 2 | 8 | 23 | 0
PDg | 2 | 8 | 24 | 0
PDg | 2 | 9 | 1 | 0
PDg | 2 | 9 | 2 | 0
PDg | 2 | 9 | 3 | 0
PDg | 2 | 9 | 4 | 0
PDg | 2 | 9 | 5 | 0
PDg | 2 | 9 | 6 | 0
PDg | 2 | 9 | 7 | 0
PDg | 2 | 9 | 8 | 0
PDg | 2 | 9 | 9 | 0
PDg | 2 | 9 | 10 | 0
PDg | 2 | 9 | 11 | 0
PDg | 2 | 9 | 12 | 0
PDg | 2 | 9 | 13 | 0
PDg | 2 | 9 | 14 | 0
PDg | 2 | 9 | 15 | 0
PDg | 2 | 9 | 16 | 0
PDg | 2 | 9 | 17 | 0
PDg | 2 | 9 | 18 | 0
PDg | 2 | 9 | 19 | 0
PDg | 2 | 9 | 20 | 0
PDg | 2 | 9 | 21 | 0
PDg | 2 | 9 | 22 | 0
PDg | 2 | 9 | 23 | 0
PDg | 2 | 9 | 24 | 0
PDg | 2 | 10 | 1 | 0
PDg | 2 | 10 | 2 | 0
PDg | 2 | 10 | 3 | 0
PDg | 2 | 10 | 4 | 0
PDg | 2 | 10 | 5 | 0
PDg | 2 | 10 | 6 | 0
PDg | 2 | 10 | 7 | 0
PDg | 2 | 10 | 8 | 0
PDg | 2 | 10 | 9 | 0
PDg | 2 | 10 | 10 | 0
PDg | 2 | 10 | 11 | 0
PDg | 2 | 10 | 12 | 0
PDg | 2 | 10 | 13 | 0
PDg | 2 | 10 | 14 | 0
PDg | 2 | 10 | 15 | 0
PDg | 2 | 10 | 16 | 0
PDg | 2 | 10 | 17 | 0
PDg | 2 | 10 | 18 | 0
PDg | 2 | 10 | 19 | 0
PDg | 2 | 10 | 20 | 0
PDg | 2 | 10 | 21 | 0
PDg | 2 | 10 | 22 | 0
PDg | 2 | 10 | 23 | 0
PDg | 2 | 10 | 24 | 0
PDg | 2 | 11 | 1 | 0
PDg | 2 | 11 | 2 | 0
PDg | 2 | 11 | 3 | 0
PDg | 2 | 11 | 4 | 0
PDg | 2 | 11 | 5 | 0
PDg | 2 | 11 | 6 | 0
PDg | 2 | 11 | 7 | 0
PDg | 2 | 11 | 8 | 0
PDg | 2 | 11 | 9 | 0
PDg | 2 | 11 | 10 | 0
PDg | 2 | 11 | 11 | 0
PDg | 2 | 11 | 12 | 0
PDg | 2 | 11 | 13 | 0
PDg | 2 | 11 | 14 | 0
PDg | 2 | 11 | 15 | 0
PDg | 2 | 11 | 16 | 0
PDg | 2 | 11 | 17 | 0
PDg | 2 | 11 | 18 | 0
PDg | 2 | 11 | 19 | 0
PDg | 2 | 11 | 20 | 0
PDg | 2 | 11 | 21 | 0
PDg | 2 | 11 | 22 | 0
PDg | 2 | 11 | 23 | 0
PDg | 2 | 11 | 24 | 0
PDg | 2 | 12 | 1 | 0
PDg | 2 | 12 | 2 | 0
PDg | 2 | 12 | 3 | 0
PDg | 2 | 12 | 4 | 0
PDg | 2 | 12 | 5 | 0
PDg | 2 | 12 | 6 | 0
PDg | 2 | 12 | 7 | 0.0042158
PDg | 2 | 12 | 8 | 0.020604
PDg | 2 | 12 | 9 | 0.040071
PDg | 2 | 12 | 10 | 0.057207
PDg | 2 | 12 | 11 | 0.060661
PDg | 2 | 12 | 12 | 0.065149
PDg | 2 | 12 | 13 | 0.070148
PDg | 2 | 12 | 14 | 0.066758
PDg | 2 | 12 | 15 | 0.0743
PDg | 2 | 12 | 16 | 0.065358
PDg | 2 | 12 | 17 | 0.052899
PDg | 2 | 12 | 18 | 0.035873
PDg | 2 | 12 | 19 | 0.017083
PDg | 2 | 12 | 20 | 0.0094234
PDg | 2 | 12 | 21 | 0.006979
PDg | 2 | 12 | 22 | 0.0033372
PDg | 2 | 12 | 23 | 0.0015269
PDg | 2 | 12 | 24 | 0
PDg | 2 | 13 | 1 | 0
PDg | 2 | 13 | 2 | 0
PDg | 2 | 13 | 3 | 0
PDg | 2 | 13 | 4 | 0
PDg | 2 | 13 | 5 | 0
PDg | 2 | 13 | 6 | 0
PDg | 2 | 13 | 7 | 0
PDg | 2 | 13 | 8 | 0
PDg | 2 | 13 | 9 | 0
PDg | 2 | 13 | 10 | 0
PDg | 2 | 13 | 11 | 0
PDg | 2 | 13 | 12 | 0
PDg | 2 | 13 | 13 | 0
PDg | 2 | 13 | 14 | 0
PDg | 2 | 13 | 15 | 0
PDg | 2 | 13 | 16 | 0
PDg | 2 | 13 | 17 | 0
PDg | 2 | 13 | 18 | 0
PDg | 2 | 13 | 19 | 0
PDg | 2 | 13 | 20 | 0
PDg | 2 | 13 | 21 | 0
PDg | 2 | 13 | 22 | 0
PDg | 2 | 13 | 23 | 0
PDg | 2 | 13 | 24 | 0
PDg | 2 | 14 | 1 | 0
PDg | 2 | 14 | 2 | 0
PDg | 2 | 14 | 3 | 0
PDg | 2 | 14 | 4 | 0
PDg | 2 | 14 | 5 | 0
PDg | 2 | 14 | 6 | 0
PDg | 2 | 14 | 7 | 0
PDg | 2 | 14 | 8 | 0
PDg | 2 | 14 | 9 | 0
PDg | 2 | 14 | 10 | 0
PDg | 2 | 14 | 11 | 0
PDg | 2 | 14 | 12 | 0
PDg | 2 | 14 | 13 | 0
PDg | 2 | 14 | 14 | 0
PDg | 2 | 14 | 15 | 0
PDg | 2 | 14 | 16 | 0
PDg | 2 | 14 | 17 | 0
PDg | 2 | 14 | 18 | 0
PDg | 2 | 14 | 19 | 0
PDg | 2 | 14 | 20 | 0
PDg | 2 | 14 | 21 | 0
PDg | 2 | 14 | 22 | 0
PDg | 2 | 14 | 23 | 0
PDg | 2 | 14 | 24 | 0
PDg | 2 | 15 | 1 | 0
PDg | 2 | 15 | 2 | 0
PDg | 2 | 15 | 3 | 0
PDg | 2 | 15 | 4 | 0
PDg | 2 | 15 | 5 | 0
PDg | 2 | 15 | 6 | 0
PDg | 2 | 15 | 7 | 0
PDg | 2 | 15 | 8 | 0
PDg | 2 | 15 | 9 | 0
PDg | 2 | 15 | 10 | 0
PDg | 2 | 15 | 11 | 0
PDg | 2 | 15 | 12 | 0
PDg | 2 | 15 | 13 | 0
PDg | 2 | 15 | 14 | 0
PDg | 2 | 15 | 15 | 0
PDg | 2 | 15 | 16 | 0
PDg | 2 | 15 | 17 | 0
PDg | 2 | 15 | 18 | 0
PDg | 2 | 15 | 19 | 0
PDg | 2 | 15 | 20 | 0
PDg | 2 | 15 | 21 | 0
PDg | 2 | 15 | 22 | 0
PDg | 2 | 15 | 23 | 0
PDg | 2 | 15 | 24 | 0
PDg | 2 | 16 | 1 | 0
PDg | 2 | 16 | 2 | 0
PDg | 2 | 16 | 3 | 0
PDg | 2 | 16 | 4 | 0
PDg | 2 | 16 | 5 | 0
PDg | 2 | 16 | 6 | 0
PDg | 2 | 16 | 7 | 0
PDg | 2 | 16 | 8 | 0
PDg | 2 | 16 | 9 | 0
PDg | 2 | 16 | 10 | 0
PDg | 2 | 16 | 11 | 0
PDg | 2 | 16 | 12 | 0
PDg | 2 | 16 | 13 | 0
PDg | 2 | 16 | 14 | 0
PDg | 2 | 16 | 15 | 0
PDg | 2 | 16 | 16 | 0
PDg | 2 | 16 | 17 | 0
PDg | 2 | 16 | 18 | 0
PDg | 2 | 16 | 19 | 0
PDg | 2 | 16 | 20 | 0
PDg | 2 | 16 | 21 | 0
PDg | 2 | 16 | 22 | 0
PDg | 2 | 16 | 23 | 0
PDg | 2 | 16 | 24 | 0
PDg | 2 | 17 | 1 | 0
PDg | 2 | 17 | 2 | 0
PDg | 2 | 17 | 3 | 0
PDg | 2 | 17 | 4 | 0
PDg | 2 | 17 | 5 | 0
PDg | 2 | 17 | 6 | 0
PDg | 2 | 17 | 7 | 0
PDg | 2 | 17 | 8 | 0
PDg | 2 | 17 | 9 | 0
PDg | 2 | 17 | 10 | 0
PDg | 2 | 17 | 11 | 0
PDg | 2 | 17 | 12 | 0
PDg | 2 | 17 | 13 | 0
PDg | 2 | 17 | 14 | 0
PDg | 2 | 17 | 15 | 0
PDg | 2 | 17 | 16 | 0
PDg | 2 | 17 | 17 | 0
PDg | 2 | 17 | 18 | 0
PDg | 2 | 17 | 19 | 0
PDg | 2 | 17 | 20 | 0
PDg | 2 | 17 | 21 | 0
PDg | 2 | 17 | 22 | 0
PDg | 2 | 17 | 23 | 0
PDg | 2 | 17 | 24 | 0
PDg | 2 | 18 | 1 | 0
PDg | 2 | 18 | 2 | 0
PDg | 2 | 18 | 3 | 0
PDg | 2 | 18 | 4 | 0
PDg | 2 | 18 | 5 | 0
PDg | 2 | 18 | 6 | 0
PDg | 2 | 18 | 7 | 0
PDg | 2 | 18 | 8 | 0
PDg | 2 | 18 | 9 | 0
PDg | 2 | 18 | 10 | 0
PDg | 2 | 18 | 11 | 0
PDg | 2 | 18 | 12 | 0
PDg | 2 | 18 | 13 | 0
PDg | 2 | 18 | 14 | 0
PDg | 2 | 18 | 15 | 0
PDg | 2 | 18 | 16 | 0
PDg | 2 | 18 | 17 | 0
PDg | 2 | 18 | 18 | 0
PDg | 2 | 18 | 19 | 0
PDg | 2 | 18 | 20 | 0
PDg | 2 | 18 | 21 | 0
PDg | 2 | 18 | 22 | 0
PDg | 2 | 18 | 23 | 0
PDg | 2 | 18 | 24 | 0
PDg | 2 | 19 | 1 | 0
PDg | 2 | 19 | 2 | 0
PDg | 2 | 19 | 3 | 0
PDg | 2 | 19 | 4 | 0
PDg | 2 | 19 | 5 | 0
PDg | 2 | 19 | 6 | 0
PDg | 2 | 19 | 7 | 0
PDg | 2 | 19 | 8 | 0
PDg | 2 | 19 | 9 | 0
PDg | 2 | 19 | 10 | 0
PDg | 2 | 19 | 11 | 0
PDg | 2 | 19 | 12 | 0
PDg | 2 | 19 | 13 | 0
PDg | 2 | 19 | 14 | 0
PDg | 2 | 19 | 15 | 0
PDg | 2 | 19 | 16 | 0
PDg | 2 | 19 | 17 | 0
PDg | 2 | 19 | 18 | 0
PDg | 2 | 19 | 19 | 0
PDg | 2 | 19 | 20 | 0
PDg | 2 | 19 | 21 | 0
PDg | 2 | 19 | 22 | 0
PDg | 2 | 19 | 23 | 0
PDg | 2 | 19 | 24 | 0
PDg | 2 | 20 | 1 | 0
PDg | 2 | 20 | 2 | 0
PDg | 2 | 20 | 3 | 0
PDg | 2 | 20 | 4 | 0
PDg | 2 | 20 | 5 | 0
PDg | 2 | 20 | 6 | 0
PDg | 2 | 20 | 7 | 0
PDg | 2 | 20 | 8 | 0
PDg | 2 | 20 | 9 | 0
PDg | 2 | 20 | 10 | 0
PDg | 2 | 20 | 11 | 0
PDg | 2 | 20 | 12 | 0
PDg | 2 | 20 | 13 | 0
PDg | 2 | 20 | 14 | 0
PDg | 2 | 20 | 15 | 0
PDg | 2 | 20 | 16 | 0
PDg | 2 | 20 | 17 | 0
PDg | 2 | 20 | 18 | 0
PDg | 2 | 20 | 19 | 0
PDg | 2 | 20 | 20 | 0
PDg | 2 | 20 | 21 | 0
PDg | 2 | 20 | 22 | 0
PDg | 2 | 20 | 23 | 0
PDg | 2 | 20 | 24 | 0
PDg | 2 | 21 | 1 | 0
PDg | 2 | 21 | 2 | 0
PDg | 2 | 21 | 3 | 0
PDg | 2 | 21 | 4 | 0
PDg | 2 | 21 | 5 | 0
PDg | 2 | 21 | 6 | 0
PDg | 2 | 21 | 7 | 0
PDg | 2 | 21 | 8 | 0
PDg | 2 | 21 | 9 | 0
PDg | 2 | 21 | 10 | 0
PDg | 2 | 21 | 11 | 0
PDg | 2 | 21 | 12 | 0
PDg | 2 | 21 | 13 | 0
PDg | 2 | 21 | 14 | 0
PDg | 2 | 21 | 15 | 0
PDg | 2 | 21 | 16 | 0
PDg | 2 | 21 | 17 | 0
PDg | 2 | 21 | 18 | 0
PDg | 2 | 21 | 19 | 0
PDg | 2 | 21 | 20 | 0
PDg | 2 | 21 | 21 | 0
PDg | 2 | 21 | 22 | 0
PDg | 2 | 21 | 23 | 0
PDg | 2 | 21 | 24 | 0
PDg | 2 | 22 | 1 | 0
PDg | 2 | 22 | 2 | 0
PDg | 2 | 22 | 3 | 0
PDg | 2 | 22 | 4 | 0
PDg | 2 | 22 | 5 | 0
PDg | 2 | 22 | 6 | 0
PDg | 2 | 22 | 7 | 0
PDg | 2 | 22 | 8 | 0
PDg | 2 | 22 | 9 | 0
PDg | 2 | 22 | 10 | 0
PDg | 2 | 22 | 11 | 0
PDg | 2 | 22 | 12 | 0
PDg | 2 | 22 | 13 | 0
PDg | 2 | 22 | 14 | 0
PDg | 2 | 22 | 15 | 0
PDg | 2 | 22 | 16 | 0
PDg | 2 | 22 | 17 | 0
PDg | 2 | 22 | 18 | 0
PDg | 2 | 22 | 19 | 0
PDg | 2 | 22 | 20 | 0
PDg | 2 | 22 | 21 | 0
PDg | 2 | 22 | 22 | 0
PDg | 2 | 22 | 23 | 0
PDg | 2 | 22 | 24 | 0
PDg | 2 | 23 | 1 | 0
PDg | 2 | 23 | 2 | 0
PDg | 2 | 23 | 3 | 0
PDg | 2 | 23 | 4 | 0
PDg | 2 | 23 | 5 | 0
PDg | 2 | 23 | 6 | 0
PDg | 2 | 23 | 7 | 0
PDg | 2 | 23 | 8 | 0
PDg | 2 | 23 | 9 | 0
PDg | 2 | 23 | 10 | 0
PDg | 2 | 23 | 11 | 0
PDg | 2 | 23 | 12 | 0
PDg | 2 | 23 | 13 | 0
PDg | 2 | 23 | 14 | 0
PDg | 2 | 23 | 15 | 0
PDg | 2 | 23 | 16 | 0
PDg | 2 | 23 | 17 | 0
PDg | 2 | 23 | 18 | 0
PDg | 2 | 23 | 19 | 0
PDg | 2 | 23 | 20 | 0
PDg | 2 | 23 | 21 | 0
PDg | 2 | 23 | 22 | 0
PDg | 2 | 23 | 23 | 0
PDg | 2 | 23 | 24 | 0
PDg | 2 | 24 | 1 | 0
PDg | 2 | 24 | 2 | 0
PDg | 2 | 24 | 3 | 0
PDg | 2 | 24 | 4 | 0
PDg | 2 | 24 | 5 | 0
PDg | 2 | 24 | 6 | 0
PDg | 2 | 24 | 7 | 0
PDg | 2 | 24 | 8 | 0
PDg | 2 | 24 | 9 | 0
PDg | 2 | 24 | 10 | 0
PDg | 2 | 24 | 11 | 0
PDg | 2 | 24 | 12 | 0
PDg | 2 | 24 | 13 | 0
PDg | 2 | 24 | 14 | 0
PDg | 2 | 24 | 15 | 0
PDg | 2 | 24 | 16 | 0
PDg | 2 | 24 | 17 | 0
PDg | 2 | 24 | 18 | 0
PDg | 2 | 24 | 19 | 0
PDg | 2 | 24 | 20 | 0
PDg | 2 | 24 | 21 | 0
PDg | 2 | 24 | 22 | 0
PDg | 2 | 24 | 23 | 0
PDg | 2 | 24 | 24 | 0
PDg | 2 | 25 | 1 | 0
PDg | 2 | 25 | 2 | 0
PDg | 2 | 25 | 3 | 0
PDg | 2 | 25 | 4 | 0
PDg | 2 | 25 | 5 | 0
PDg | 2 | 25 | 6 | 0
PDg | 2 | 25 | 7 | 0
PDg | 2 | 25 | 8 | 0
PDg | 2 | 25 | 9 | 0
PDg | 2 | 25 | 10 | 0
PDg | 2 | 25 | 11 | 0
PDg | 2 | 25 | 12 | 0
PDg | 2 | 25 | 13 | 0
PDg | 2 | 25 | 14 | 0
PDg | 2 | 25 | 15 | 0
PDg | 2 | 25 | 16 | 0
PDg | 2 | 25 | 17 | 0
PDg | 2 | 25 | 18 | 0
PDg | 2 | 25 | 19 | 0
PDg | 2 | 25 | 20 | 0
PDg | 2 | 25 | 21 | 0
PDg | 2 | 25 | 22 | 0
PDg | 2 | 25 | 23 | 0
PDg | 2 | 25 | 24 | 0
PDg | 2 | 26 | 1 | 0
PDg | 2 | 26 | 2 | 0
PDg | 2 | 26 | 3 | 0
PDg | 2 | 26 | 4 | 0
PDg | 2 | 26 | 5 | 0
PDg | 2 | 26 | 6 | 0
PDg | 2 | 26 | 7 | 0
PDg | 2 | 26 | 8 | 0
PDg | 2 | 26 | 9 | 0
PDg | 2 | 26 | 10 | 0
PDg | 2 | 26 | 11 | 0
PDg | 2 | 26 | 12 | 0
PDg | 2 | 26 | 13 | 0
PDg | 2 | 26 | 14 | 0
PDg | 2 | 26 | 15 | 0
PDg | 2 | 26 | 16 | 0
PDg | 2 | 26 | 17 | 0
PDg | 2 | 26 | 18 | 0
PDg | 2 | 26 | 19 | 0
PDg | 2 | 26 | 20 | 0
PDg | 2 | 26 | 21 | 0
PDg | 2 | 26 | 22 | 0
PDg | 2 | 26 | 23 | 0
PDg | 2 | 26 | 24 | 0
PDg | 2 | 27 | 1 | 0
PDg | 2 | 27 | 2 | 0
PDg | 2 | 27 | 3 | 0
PDg | 2 | 27 | 4 | 0
PDg | 2 | 27 | 5 | 0
PDg | 2 | 27 | 6 | 0
PDg | 2 | 27 | 7 | 0
PDg | 2 | 27 | 8 | 0
PDg | 2 | 27 | 9 | 0
PDg | 2 | 27 | 10 | 0
PDg | 2 | 27 | 11 | 0
PDg | 2 | 27 | 12 | 0
PDg | 2 | 27 | 13 | 0
PDg | 2 | 27 | 14 | 0
PDg | 2 | 27 | 15 | 0
PDg | 2 | 27 | 16 | 0
PDg | 2 | 27 | 17 | 0
PDg | 2 | 27 | 18 | 0
PDg | 2 | 27 | 19 | 0
PDg | 2 | 27 | 20 | 0
PDg | 2 | 27 | 21 | 0
PDg | 2 | 27 | 22 | 0
PDg | 2 | 27 | 23 | 0
PDg | 2 | 27 | 24 | 0
PDg | 2 | 28 | 1 | 0
PDg | 2 | 28 | 2 | 0
PDg | 2 | 28 | 3 | 0
PDg | 2 | 28 | 4 | 0
PDg | 2 | 28 | 5 | 0
PDg | 2 | 28 | 6 | 0
PDg | 2 | 28 | 7 | 0
PDg | 2 | 28 | 8 | 0
PDg | 2 | 28 | 9 | 0
PDg | 2 | 28 | 10 | 0
PDg | 2 | 28 | 11 | 0
PDg | 2 | 28 | 12 | 0
PDg | 2 | 28 | 13 | 0
PDg | 2 | 28 | 14 | 0
PDg | 2 | 28 | 15 | 0
PDg | 2 | 28 | 16 | 0
PDg | 2 | 28 | 17 | 0
PDg | 2 | 28 | 18 | 0
PDg | 2 | 28 | 19 | 0
PDg | 2 | 28 | 20 | 0
PDg | 2 | 28 | 21 | 0
PDg | 2 | 28 | 22 | 0
PDg | 2 | 28 | 23 | 0
PDg | 2 | 28 | 24 | 0
PDg | 2 | 29 | 1 | 0
PDg | 2 | 29 | 2 | 0
PDg | 2 | 29 | 3 | 0
PDg | 2 | 29 | 4 | 0
PDg | 2 | 29 | 5 | 0
PDg | 2 | 29 | 6 | 0
PDg | 2 | 29 | 7 | 0
PDg | 2 | 29 | 8 | 0
PDg | 2 | 29 | 9 | 0
PDg | 2 | 29 | 10 | 0
PDg | 2 | 29 | 11 | 0
PDg | 2 | 29 | 12 | 0
PDg | 2 | 29 | 13 | 0
PDg | 2 | 29 | 14 | 0
PDg | 2 | 29 | 15 | 0
PDg | 2 | 29 | 16 | 0
PDg | 2 | 29 | 17 | 0
PDg | 2 | 29 | 18 | 0
PDg | 2 | 29 | 19 | 0
PDg | 2 | 29 | 20 | 0
PDg | 2 | 29 | 21 | 0
PDg | 2 | 29 | 22 | 0
PDg | 2 | 29 | 23 | 0
PDg | 2 | 29 | 24 | 0
PDg | 2 | 30 | 1 | 0
PDg | 2 | 30 | 2 | 0
PDg | 2 | 30 | 3 | 0
PDg | 2 | 30 | 4 | 0
PDg | 2 | 30 | 5 | 0
PDg | 2 | 30 | 6 | 0
PDg | 2 | 30 | 7 | 0
PDg | 2 | 30 | 8 | 0
PDg | 2 | 30 | 9 | 0
PDg | 2 | 30 | 10 | 0
PDg | 2 | 30 | 11 | 0
PDg | 2 | 30 | 12 | 0
PDg | 2 | 30 | 13 | 0
PDg | 2 | 30 | 14 | 0
PDg | 2 | 30 | 15 | 0
PDg | 2 | 30 | 16 | 0
PDg | 2 | 30 | 17 | 0
PDg | 2 | 30 | 18 | 0
PDg | 2 | 30 | 19 | 0
PDg | 2 | 30 | 20 | 0
PDg | 2 | 30 | 21 | 0
PDg | 2 | 30 | 22 | 0
PDg | 2 | 30 | 23 | 0
PDg | 2 | 30 | 24 | 0
PDg | 2 | 31 | 1 | 0
PDg | 2 | 31 | 2 | 0
PDg | 2 | 31 | 3 | 0
PDg | 2 | 31 | 4 | 0
PDg | 2 | 31 | 5 | 0
PDg | 2 | 31 | 6 | 0
PDg | 2 | 31 | 7 | 0
PDg | 2 | 31 | 8 | 0
PDg | 2 | 31 | 9 | 0
PDg | 2 | 31 | 10 | 0
PDg | 2 | 31 | 11 | 0
PDg | 2 | 31 | 12 | 0
PDg | 2 | 31 | 13 | 0
PDg | 2 | 31 | 14 | 0
PDg | 2 | 31 | 15 | 0
PDg | 2 | 31 | 16 | 0
PDg | 2 | 31 | 17 | 0
PDg | 2 | 31 | 18 | 0
PDg | 2 | 31 | 19 | 0
PDg | 2 | 31 | 20 | 0
PDg | 2 | 31 | 21 | 0
PDg | 2 | 31 | 22 | 0
PDg | 2 | 31 | 23 | 0
PDg | 2 | 31 | 24 | 0
PDg | 2 | 32 | 1 | 0
PDg | 2 | 32 | 2 | 0
PDg | 2 | 32 | 3 | 0
PDg | 2 | 32 | 4 | 0
PDg | 2 | 32 | 5 | 0
PDg | 2 | 32 | 6 | 0
PDg | 2 | 32 | 7 | 0
PDg | 2 | 32 | 8 | 0
PDg | 2 | 32 | 9 | 0
PDg | 2 | 32 | 10 | 0
PDg | 2 | 32 | 11 | 0
PDg | 2 | 32 | 12 | 0
PDg | 2 | 32 | 13 | 0
PDg | 2 | 32 | 14 | 0
PDg | 2 | 32 | 15 | 0
PDg | 2 | 32 | 16 | 0
PDg | 2 | 32 | 17 | 0
PDg | 2 | 32 | 18 | 0
PDg | 2 | 32 | 19 | 0
PDg | 2 | 32 | 20 | 0
PDg | 2 | 32 | 21 | 0
PDg | 2 | 32 | 22 | 0
PDg | 2 | 32 | 23 | 0
PDg | 2 | 32 | 24 | 0
PDg | 2 | 33 | 1 | 0
PDg | 2 | 33 | 2 | 0
PDg | 2 | 33 | 3 | 0
PDg | 2 | 33 | 4 | 0
PDg | 2 | 33 | 5 | 0
PDg | 2 | 33 | 6 | 0
PDg | 2 | 33 | 7 | 0
PDg | 2 | 33 | 8 | 0
PDg | 2 | 33 | 9 | 0
PDg | 2 | 33 | 10 | 0
PDg | 2 | 33 | 11 | 0
PDg | 2 | 33 | 12 | 0
PDg | 2 | 33 | 13 | 0
PDg | 2 | 33 | 14 | 0
PDg | 2 | 33 | 15 | 0
PDg | 2 | 33 | 16 | 0
PDg | 2 | 33 | 17 | 0
PDg | 2 | 33 | 18 | 0
PDg | 2 | 33 | 19 | 0
PDg | 2 | 33 | 20 | 0
PDg | 2 | 33 | 21 | 0
PDg | 2 | 33 | 22 | 0
PDg | 2 | 33 | 23 | 0
PDg | 2 | 33 | 24 | 0
PDg | 3 | 1 | 1 | 0
PDg | 3 | 1 | 2 | 0
PDg | 3 | 1 | 3 | 0
PDg | 3 | 1 | 4 | 0
PDg | 3 | 1 | 5 | 0
PDg | 3 | 1 | 6 | 0
PDg | 3 | 1 | 7 | 0
PDg | 3 | 1 | 8 | 0
PDg | 3 | 1 | 9 | 0
PDg | 3 | 1 | 10 | 0
PDg | 3 | 1 | 11 | 0
PDg | 3 | 1 | 12 | 0
PDg | 3 | 1 | 13 | 0
PDg | 3 | 1 | 14 | 0
PDg | 3 | 1 | 15 | 0
PDg | 3 | 1 | 16 | 0
PDg | 3 | 1 | 17 | 0
PDg | 3 | 1 | 18 | 0
PDg | 3 | 1 | 19 | 0
PDg | 3 | 1 | 20 | 0
PDg | 3 | 1 | 21 | 0
PDg | 3 | 1 | 22 | 0
PDg | 3 | 1 | 23 | 0
PDg | 3 | 1 | 24 | 0
PDg | 3 | 2 | 1 | 0
PDg | 3 | 2 | 2 | 0
PDg | 3 | 2 | 3 | 0
PDg | 3 | 2 | 4 | 0
PDg | 3 | 2 | 5 | 0
PDg | 3 | 2 | 6 | 0
PDg | 3 | 2 | 7 | 0
PDg | 3 | 2 | 8 | 0
PDg | 3 | 2 | 9 | 0
PDg | 3 | 2 | 10 | 0
PDg | 3 | 2 | 11 | 0
PDg | 3 | 2 | 12 | 0
PDg | 3 | 2 | 13 | 0
PDg | 3 | 2 | 14 | 0
PDg | 3 | 2 | 15 | 0
PDg | 3 | 2 | 16 | 0
PDg | 3 | 2 | 17 | 0
PDg | 3 | 2 | 18 | 0
PDg | 3 | 2 | 19 | 0
PDg | 3 | 2 | 20 | 0
PDg | 3 | 2 | 21 | 0
PDg | 3 | 2 | 22 | 0
PDg | 3 | 2 | 23 | 0
PDg | 3 | 2 | 24 | 0
PDg | 3 | 3 | 1 | 0
PDg | 3 | 3 | 2 | 0
PDg | 3 | 3 | 3 | 0
PDg | 3 | 3 | 4 | 0
PDg | 3 | 3 | 5 | 0
PDg | 3 | 3 | 6 | 0
PDg | 3 | 3 | 7 | 0
PDg | 3 | 3 | 8 | 0
PDg | 3 | 3 | 9 | 0
PDg | 3 | 3 | 10 | 0
PDg | 3 | 3 | 11 | 0
PDg | 3 | 3 | 12 | 0
PDg | 3 | 3 | 13 | 0
PDg | 3 | 3 | 14 | 0
PDg | 3 | 3 | 15 | 0
PDg | 3 | 3 | 16 | 0
PDg | 3 | 3 | 17 | 0
PDg | 3 | 3 | 18 | 0
PDg | 3 | 3 | 19 | 0
PDg | 3 | 3 | 20 | 0
PDg | 3 | 3 | 21 | 0
PDg | 3 | 3 | 22 | 0
PDg | 3 | 3 | 23 | 0
PDg | 3 | 3 | 24 | 0
PDg | 3 | 4 | 1 | 0
PDg | 3 | 4 | 2 | 0
PDg | 3 | 4 | 3 | 0
PDg | 3 | 4 | 4 | 0
PDg | 3 | 4 | 5 | 0
PDg | 3 | 4 | 6 | 0
PDg | 3 | 4 | 7 | 0
PDg | 3 | 4 | 8 | 0
PDg | 3 | 4 | 9 | 0
PDg | 3 | 4 | 10 | 0
PDg | 3 | 4 | 11 | 0
PDg | 3 | 4 | 12 | 0
PDg | 3 | 4 | 13 | 0
PDg | 3 | 4 | 14 | 0
PDg | 3 | 4 | 15 | 0
PDg | 3 | 4 | 16 | 0
PDg | 3 | 4 | 17 | 0
PDg | 3 | 4 | 18 | 0
PDg | 3 | 4 | 19 | 0
PDg | 3 | 4 | 20 | 0
PDg | 3 | 4 | 21 | 0
PDg | 3 | 4 | 22 | 0
PDg | 3 | 4 | 23 | 0
PDg | 3 | 4 | 24 | 0
PDg | 3 | 5 | 1 | 0
PDg | 3 | 5 | 2 | 0
PDg | 3 | 5 | 3 | 0
PDg | 3 | 5 | 4 | 0
PDg | 3 | 5 | 5 | 0
PDg | 3 | 5 | 6 | 0
PDg | 3 | 5 | 7 | 0
PDg | 3 | 5 | 8 | 0
PDg | 3 | 5 | 9 | 0
PDg | 3 | 5 | 10 | 0
PDg | 3 | 5 | 11 | 0
PDg | 3 | 5 | 12 | 0
PDg | 3 | 5 | 13 | 0
PDg | 3 | 5 | 14 | 0
PDg | 3 | 5 | 15 | 0
PDg | 3 | 5 | 16 | 0
PDg | 3 | 5 | 17 | 0
PDg | 3 | 5 | 18 | 0
PDg | 3 | 5 | 19 | 0
PDg | 3 | 5 | 20 | 0
PDg | 3 | 5 | 21 | 0
PDg | 3 | 5 | 22 | 0
PDg | 3 | 5 | 23 | 0
PDg | 3 | 5 | 24 | 0
PDg | 3 | 6 | 1 | 0
PDg | 3 | 6 | 2 | 0
PDg | 3 | 6 | 3 | 0
PDg | 3 | 6 | 4 | 0
PDg | 3 | 6 | 5 | 0
PDg | 3 | 6 | 6 | 0
PDg | 3 | 6 | 7 | 0
PDg | 3 | 6 | 8 | 0
PDg | 3 | 6 | 9 | 0
PDg | 3 | 6 | 10 | 0
PDg | 3 | 6 | 11 | 0
PDg | 3 | 6 | 12 | 0
PDg | 3 | 6 | 13 | 0
PDg | 3 | 6 | 14 | 0
PDg | 3 | 6 | 15 | 0
PDg | 3 | 6 | 16 | 0
PDg | 3 | 6 | 17 | 0
PDg | 3 | 6 | 18 | 0
PDg | 3 | 6 | 19 | 0
PDg | 3 | 6 | 20 | 0
PDg | 3 | 6 | 21 | 0
PDg | 3 | 6 | 22 | 0
PDg | 3 | 6 | 23 | 0
PDg | 3 | 6 | 24 | 0
PDg | 3 | 7 | 1 | 0
PDg | 3 | 7 | 2 | 0
PDg | 3 | 7 | 3 | 0
PDg | 3 | 7 | 4 | 0
PDg | 3 | 7 | 5 | 0
PDg | 3 | 7 | 6 | 0
PDg | 3 | 7 | 7 | 0
PDg | 3 | 7 | 8 | 0
PDg | 3 | 7 | 9 | 0
PDg | 3 | 7 | 10 | 0
PDg | 3 | 7 | 11 | 0
PDg | 3 | 7 | 12 | 0
PDg | 3 | 7 | 13 | 0
PDg | 3 | 7 | 14 | 0
PDg | 3 | 7 | 15 | 0
PDg | 3 | 7 | 16 | 0
PDg | 3 | 7 | 17 | 0
PDg | 3 | 7 | 18 | 0
PDg | 3 | 7 | 19 | 0
PDg | 3 | 7 | 20 | 0
PDg | 3 | 7 | 21 | 0
PDg | 3 | 7 | 22 | 0
PDg | 3 | 7 | 23 | 0
PDg | 3 | 7 | 24 | 0
PDg | 3 | 8 | 1 | 0
PDg | 3 | 8 | 2 | 0
PDg | 3 | 8 | 3 | 0
PDg | 3 | 8 | 4 | 0
PDg | 3 | 8 | 5 | 0
PDg | 3 | 8 | 6 | 0
PDg | 3 | 8 | 7 | 0
PDg | 3 | 8 | 8 | 0
PDg | 3 | 8 | 9 | 0
PDg | 3 | 8 | 10 | 0
PDg | 3 | 8 | 11 | 0
PDg | 3 | 8 | 12 | 0
PDg | 3 | 8 | 13 | 0
PDg | 3 | 8 | 14 | 0
PDg | 3 | 8 | 15 | 0
PDg | 3 | 8 | 16 | 0
PDg | 3 | 8 | 17 | 0
PDg | 3 | 8 | 18 | 0
PDg | 3 | 8 | 19 | 0
PDg | 3 | 8 | 20 | 0
PDg | 3 | 8 | 21 | 0
PDg | 3 | 8 | 22 | 0
PDg | 3 | 8 | 23 | 0
PDg | 3 | 8 | 24 | 0
PDg | 3 | 9 | 1 | 0
PDg | 3 | 9 | 2 | 0
PDg | 3 | 9 | 3 | 0
PDg | 3 | 9 | 4 | 0
PDg | 3 | 9 | 5 | 0
PDg | 3 | 9 | 6 | 0
PDg | 3 | 9 | 7 | 0
PDg | 3 | 9 | 8 | 0
PDg | 3 | 9 | 9 | 0
PDg | 3 | 9 | 10 | 0
PDg | 3 | 9 | 11 | 0
PDg | 3 | 9 | 12 | 0
PDg | 3 | 9 | 13 | 0
PDg | 3 | 9 | 14 | 0
PDg | 3 | 9 | 15 | 0
PDg | 3 | 9 | 16 | 0
PDg | 3 | 9 | 17 | 0
PDg | 3 | 9 | 18 | 0
PDg | 3 | 9 | 19 | 0
PDg | 3 | 9 | 20 | 0
PDg | 3 | 9 | 21 | 0
PDg | 3 | 9 | 22 | 0
PDg | 3 | 9 | 23 | 0
PDg | 3 | 9 | 24 | 0
PDg | 3 | 10 | 1 | 0
PDg | 3 | 10 | 2 | 0
PDg | 3 | 10 | 3 | 0
PDg | 3 | 10 | 4 | 0
PDg | 3 | 10 | 5 | 0
PDg | 3 | 10 | 6 | 0
PDg | 3 | 10 | 7 | 0
PDg | 3 | 10 | 8 | 0
PDg | 3 | 10 | 9 | 0
PDg | 3 | 10 | 10 | 0
PDg | 3 | 10 | 11 | 0
PDg | 3 | 10 | 12 | 0
PDg | 3 | 10 | 13 | 0
PDg | 3 | 10 | 14 | 0
PDg | 3 | 10 | 15 | 0
PDg | 3 | 10 | 16 | 0
PDg | 3 | 10 | 17 | 0
PDg | 3 | 10 | 18 | 0
PDg | 3 | 10 | 19 | 0
PDg | 3 | 10 | 20 | 0
PDg | 3 | 10 | 21 | 0
PDg | 3 | 10 | 22 | 0
PDg | 3 | 10 | 23 | 0
PDg | 3 | 10 | 24 | 0
PDg | 3 | 11 | 1 | 0
PDg | 3 | 11 | 2 | 0
PDg | 3 | 11 | 3 | 0
PDg | 3 | 11 | 4 | 0
PDg | 3 | 11 | 5 | 0
PDg | 3 | 11 | 6 | 0
PDg | 3 | 11 | 7 | 0
PDg | 3 | 11 | 8 | 0
PDg | 3 | 11 | 9 | 0
PDg | 3 | 11 | 10 | 0
PDg | 3 | 11 | 11 | 0
PDg | 3 | 11 | 12 | 0
PDg | 3 | 11 | 13 | 0
PDg | 3 | 11 | 14 | 0
PDg | 3 | 11 | 15 | 0
PDg | 3 | 11 | 16 | 0
PDg | 3 | 11 | 17 | 0
PDg | 3 | 11 | 18 | 0
PDg | 3 | 11 | 19 | 0
PDg | 3 | 11 | 20 | 0
PDg | 3 | 11 | 21 | 0
PDg | 3 | 11 | 22 | 0
PDg | 3 | 11 | 23 | 0
PDg | 3 | 11 | 24 | 0
PDg | 3 | 12 | 1 | 0
PDg | 3 | 12 | 2 | 0
PDg | 3 | 12 | 3 | 0
PDg | 3 | 12 | 4 | 0
PDg | 3 | 12 | 5 | 0
PDg | 3 | 12 | 6 | 0
PDg | 3 | 12 | 7 | 0
PDg | 3 | 12 | 8 | 0
PDg | 3 | 12 | 9 | 0
PDg | 3 | 12 | 10 | 0
PDg | 3 | 12 | 11 | 0
PDg | 3 | 12 | 12 | 0
PDg | 3 | 12 | 13 | 0
PDg | 3 | 12 | 14 | 0
PDg | 3 | 12 | 15 | 0
PDg | 3 | 12 | 16 | 0
PDg | 3 | 12 | 17 | 0
PDg | 3 | 12 | 18 | 0
PDg | 3 | 12 | 19 | 0
PDg | 3 | 12 | 20 | 0
PDg | 3 | 12 | 21 | 0
PDg | 3 | 12 | 22 | 0
PDg | 3 | 12 | 23 | 0
PDg | 3 | 12 | 24 | 0
PDg | 3 | 13 | 1 | 0
PDg | 3 | 13 | 2 | 0
PDg | 3 | 13 | 3 | 0
PDg | 3 | 13 | 4 | 0
PDg | 3 | 13 | 5 | 0
PDg | 3 | 13 | 6 | 0
PDg | 3 | 13 | 7 | 0
PDg | 3 | 13 | 8 | 0
PDg | 3 | 13 | 9 | 0
PDg | 3 | 13 | 10 | 0
PDg | 3 | 13 | 11 | 0
PDg | 3 | 13 | 12 | 0
PDg | 3 | 13 | 13 | 0
PDg | 3 | 13 | 14 | 0
PDg | 3 | 13 | 15 | 0
PDg | 3 | 13 | 16 | 0
PDg | 3 | 13 | 17 | 0
PDg | 3 | 13 | 18 | 0
PDg | 3 | 13 | 19 | 0
PDg | 3 | 13 | 20 | 0
PDg | 3 | 13 | 21 | 0
PDg | 3 | 13 | 22 | 0
PDg | 3 | 13 | 23 | 0
PDg | 3 | 13 | 24 | 0
PDg | 3 | 14 | 1 | 0
PDg | 3 | 14 | 2 | 0
PDg | 3 | 14 | 3 | 0
PDg | 3 | 14 | 4 | 0
PDg | 3 | 14 | 5 | 0
PDg | 3 | 14 | 6 | 0
PDg | 3 | 14 | 7 | 0
PDg | 3 | 14 | 8 | 0
PDg | 3 | 14 | 9 | 0
PDg | 3 | 14 | 10 | 0
PDg | 3 | 14 | 11 | 0
PDg | 3 | 14 | 12 | 0
PDg | 3 | 14 | 13 | 0
PDg | 3 | 14 | 14 | 0
PDg | 3 | 14 | 15 | 0
PDg | 3 | 14 | 16 | 0
PDg | 3 | 14 | 17 | 0
PDg | 3 | 14 | 18 | 0
PDg | 3 | 14 | 19 | 0
PDg | 3 | 14 | 20 | 0
PDg | 3 | 14 | 21 | 0
PDg | 3 | 14 | 22 | 0
PDg | 3 | 14 | 23 | 0
PDg | 3 | 14 | 24 | 0
PDg | 3 | 15 | 1 | 0
PDg | 3 | 15 | 2 | 0
PDg | 3 | 15 | 3 | 0
PDg | 3 | 15 | 4 | 0
PDg | 3 | 15 | 5 | 0
PDg | 3 | 15 | 6 | 0
PDg | 3 | 15 | 7 | 0
PDg | 3 | 15 | 8 | 0
PDg | 3 | 15 | 9 | 0
PDg | 3 | 15 | 10 | 0
PDg | 3 | 15 | 11 | 0
PDg | 3 | 15 | 12 | 0
PDg | 3 | 15 | 13 | 0
PDg | 3 | 15 | 14 | 0
PDg | 3 | 15 | 15 | 0
PDg | 3 | 15 | 16 | 0
PDg | 3 | 15 | 17 | 0
PDg | 3 | 15 | 18 | 0
PDg | 3 | 15 | 19 | 0
PDg | 3 | 15 | 20 | 0
PDg | 3 | 15 | 21 | 0
PDg | 3 | 15 | 22 | 0
PDg | 3 | 15 | 23 | 0
PDg | 3 | 15 | 24 | 0
PDg | 3 | 16 | 1 | 0
PDg | 3 | 16 | 2 | 0
PDg | 3 | 16 | 3 | 0
PDg | 3 | 16 | 4 | 0
PDg | 3 | 16 | 5 | 0
PDg | 3 | 16 | 6 | 0
PDg | 3 | 16 | 7 | 0
PDg | 3 | 16 | 8 | 0
PDg | 3 | 16 | 9 | 0
PDg | 3 | 16 | 10 | 0
PDg | 3 | 16 | 11 | 0
PDg | 3 | 16 | 12 | 0
PDg | 3 | 16 | 13 | 0
PDg | 3 | 16 | 14 | 0
PDg | 3 | 16 | 15 | 0
PDg | 3 | 16 | 16 | 0
PDg | 3 | 16 | 17 | 0
PDg | 3 | 16 | 18 | 0
PDg | 3 | 16 | 19 | 0
PDg | 3 | 16 | 20 | 0
PDg | 3 | 16 | 21 | 0
PDg | 3 | 16 | 22 | 0
PDg | 3 | 16 | 23 | 0
PDg | 3 | 16 | 24 | 0
PDg | 3 | 17 | 1 | 0
PDg | 3 | 17 | 2 | 0
PDg | 3 | 17 | 3 | 0
PDg | 3 | 17 | 4 | 0
PDg | 3 | 17 | 5 | 0
PDg | 3 | 17 | 6 | 0
PDg | 3 | 17 | 7 | 0
PDg | 3 | 17 | 8 | 0
PDg | 3 | 17 | 9 | 0
PDg | 3 | 17 | 10 | 0
PDg | 3 | 17 | 11 | 0
PDg | 3 | 17 | 12 | 0
PDg | 3 | 17 | 13 | 0
PDg | 3 | 17 | 14 | 0
PDg | 3 | 17 | 15 | 0
PDg | 3 | 17 | 16 | 0
PDg | 3 | 17 | 17 | 0
PDg | 3 | 17 | 18 | 0
PDg | 3 | 17 | 19 | 0
PDg | 3 | 17 | 20 | 0
PDg | 3 | 17 | 21 | 0
PDg | 3 | 17 | 22 | 0
PDg | 3 | 17 | 23 | 0
PDg | 3 | 17 | 24 | 0
PDg | 3 | 18 | 1 | 0
PDg | 3 | 18 | 2 | 0
PDg | 3 | 18 | 3 | 0
PDg | 3 | 18 | 4 | 0
PDg | 3 | 18 | 5 | 0
PDg | 3 | 18 | 6 | 0
PDg | 3 | 18 | 7 | 0
PDg | 3 | 18 | 8 | 0
PDg | 3 | 18 | 9 | 0
PDg | 3 | 18 | 10 | 0
PDg | 3 | 18 | 11 | 0
PDg | 3 | 18 | 12 | 0
PDg | 3 | 18 | 13 | 0
PDg | 3 | 18 | 14 | 0
PDg | 3 | 18 | 15 | 0
PDg | 3 | 18 | 16 | 0
PDg | 3 | 18 | 17 | 0
PDg | 3 | 18 | 18 | 0
PDg | 3 | 18 | 19 | 0
PDg | 3 | 18 | 20 | 0
PDg | 3 | 18 | 21 | 0
PDg | 3 | 18 | 22 | 0
PDg | 3 | 18 | 23 | 0
PDg | 3 | 18 | 24 | 0
PDg | 3 | 19 | 1 | 0
PDg | 3 | 19 | 2 | 0
PDg | 3 | 19 | 3 | 0
PDg | 3 | 19 | 4 | 0
PDg | 3 | 19 | 5 | 0
PDg | 3 | 19 | 6 | 0
PDg | 3 | 19 | 7 | 0
PDg | 3 | 19 | 8 | 0
PDg | 3 | 19 | 9 | 0
PDg | 3 | 19 | 10 | 0
PDg | 3 | 19 | 11 | 0
PDg | 3 | 19 | 12 | 0
PDg | 3 | 19 | 13 | 0
PDg | 3 | 19 | 14 | 0
PDg | 3 | 19 | 15 | 0
PDg | 3 | 19 | 16 | 0
PDg | 3 | 19 | 17 | 0
PDg | 3 | 19 | 18 | 0
PDg | 3 | 19 | 19 | 0
PDg | 3 | 19 | 20 | 0
PDg | 3 | 19 | 21 | 0
PDg | 3 | 19 | 22 | 0
PDg | 3 | 19 | 23 | 0
PDg | 3 | 19 | 24 | 0
PDg | 3 | 20 | 1 | 0
PDg | 3 | 20 | 2 | 0
PDg | 3 | 20 | 3 | 0
PDg | 3 | 20 | 4 | 0
PDg | 3 | 20 | 5 | 0
PDg | 3 | 20 | 6 | 0
PDg | 3 | 20 | 7 | 0
PDg | 3 | 20 | 8 | 0
PDg | 3 | 20 | 9 | 0
PDg | 3 | 20 | 10 | 0
PDg | 3 | 20 | 11 | 0
PDg | 3 | 20 | 12 | 0
PDg | 3 | 20 | 13 | 0
PDg | 3 | 20 | 14 | 0
PDg | 3 | 20 | 15 | 0
PDg | 3 | 20 | 16 | 0
PDg | 3 | 20 | 17 | 0
PDg | 3 | 20 | 18 | 0
PDg | 3 | 20 | 19 | 0
PDg | 3 | 20 | 20 | 0
PDg | 3 | 20 | 21 | 0
PDg | 3 | 20 | 22 | 0
PDg | 3 | 20 | 23 | 0
PDg | 3 | 20 | 24 | 0
PDg | 3 | 21 | 1 | 0
PDg | 3 | 21 | 2 | 0
PDg | 3 | 21 | 3 | 0
PDg | 3 | 21 | 4 | 0
PDg | 3 | 21 | 5 | 0
PDg | 3 | 21 | 6 | 0
PDg | 3 | 21 | 7 | 0
PDg | 3 | 21 | 8 | 0
PDg | 3 | 21 | 9 | 0
PDg | 3 | 21 | 10 | 0
PDg | 3 | 21 | 11 | 0
PDg | 3 | 21 | 12 | 0
PDg | 3 | 21 | 13 | 0
PDg | 3 | 21 | 14 | 0
PDg | 3 | 21 | 15 | 0
PDg | 3 | 21 | 16 | 0
PDg | 3 | 21 | 17 | 0
PDg | 3 | 21 | 18 | 0
PDg | 3 | 21 | 19 | 0
PDg | 3 | 21 | 20 | 0
PDg | 3 | 21 | 21 | 0
PDg | 3 | 21 | 22 | 0
PDg | 3 | 21 | 23 | 0
PDg | 3 | 21 | 24 | 0
PDg | 3 | 22 | 1 | 0
PDg | 3 | 22 | 2 | 0
PDg | 3 | 22 | 3 | 0
PDg | 3 | 22 | 4 | 0
PDg | 3 | 22 | 5 | 0
PDg | 3 | 22 | 6 | 0
PDg | 3 | 22 | 7 | 0
PDg | 3 | 22 | 8 | 0
PDg | 3 | 22 | 9 | 0
PDg | 3 | 22 | 10 | 0
PDg | 3 | 22 | 11 | 0
PDg | 3 | 22 | 12 | 0
PDg | 3 | 22 | 13 | 0
PDg | 3 | 22 | 14 | 0
PDg | 3 | 22 | 15 | 0
PDg | 3 | 22 | 16 | 0
PDg | 3 | 22 | 17 | 0
PDg | 3 | 22 | 18 | 0
PDg | 3 | 22 | 19 | 0
PDg | 3 | 22 | 20 | 0
PDg | 3 | 22 | 21 | 0
PDg | 3 | 22 | 22 | 0
PDg | 3 | 22 | 23 | 0
PDg | 3 | 22 | 24 | 0
PDg | 3 | 23 | 1 | 0
PDg | 3 | 23 | 2 | 0
PDg | 3 | 23 | 3 | 0
PDg | 3 | 23 | 4 | 0
PDg | 3 | 23 | 5 | 0
PDg | 3 | 23 | 6 | 0
PDg | 3 | 23 | 7 | 0
PDg | 3 | 23 | 8 | 0
PDg | 3 | 23 | 9 | 0
PDg | 3 | 23 | 10 | 0
PDg | 3 | 23 | 11 | 0
PDg | 3 | 23 | 12 | 0
PDg | 3 | 23 | 13 | 0
PDg | 3 | 23 | 14 | 0
PDg | 3 | 23 | 15 | 0
PDg | 3 | 23 | 16 | 0
PDg | 3 | 23 | 17 | 0
PDg | 3 | 23 | 18 | 0
PDg | 3 | 23 | 19 | 0
PDg | 3 | 23 | 20 | 0
PDg | 3 | 23 | 21 | 0
PDg | 3 | 23 | 22 | 0
PDg | 3 | 23 | 23 | 0
PDg | 3 | 23 | 24 | 0
PDg | 3 | 24 | 1 | 0
PDg | 3 | 24 | 2 | 0
PDg | 3 | 24 | 3 | 0
PDg | 3 | 24 | 4 | 0
PDg | 3 | 24 | 5 | 0
PDg | 3 | 24 | 6 | 0
PDg | 3 | 24 | 7 | 0
PDg | 3 | 24 | 8 | 0
PDg | 3 | 24 | 9 | 0
PDg | 3 | 24 | 10 | 0
PDg | 3 | 24 | 11 | 0
PDg | 3 | 24 | 12 | 0
PDg | 3 | 24 | 13 | 0
PDg | 3 | 24 | 14 | 0
PDg | 3 | 24 | 15 | 0
PDg | 3 | 24 | 16 | 0
PDg | 3 | 24 | 17 | 0
PDg | 3 | 24 | 18 | 0
PDg | 3 | 24 | 19 | 0
PDg | 3 | 24 | 20 | 0
PDg | 3 | 24 | 21 | 0
PDg | 3 | 24 | 22 | 0
PDg | 3 | 24 | 23 | 0
PDg | 3 | 24 | 24 | 0
PDg | 3 | 25 | 1 | 0
PDg | 3 | 25 | 2 | 0
PDg | 3 | 25 | 3 | 0
PDg | 3 | 25 | 4 | 0
PDg | 3 | 25 | 5 | 0
PDg | 3 | 25 | 6 | 0
PDg | 3 | 25 | 7 | 0
PDg | 3 | 25 | 8 | 0
PDg | 3 | 25 | 9 | 0
PDg | 3 | 25 | 10 | 0
PDg | 3 | 25 | 11 | 0
PDg | 3 | 25 | 12 | 0
PDg | 3 | 25 | 13 | 0
PDg | 3 | 25 | 14 | 0
PDg | 3 | 25 | 15 | 0
PDg | 3 | 25 | 16 | 0
PDg | 3 | 25 | 17 | 0
PDg | 3 | 25 | 18 | 0
PDg | 3 | 25 | 19 | 0
PDg | 3 | 25 | 20 | 0
PDg | 3 | 25 | 21 | 0
PDg | 3 | 25 | 22 | 0
PDg | 3 | 25 | 23 | 0
PDg | 3 | 25 | 24 | 0
PDg | 3 | 26 | 1 | 0
PDg | 3 | 26 | 2 | 0
PDg | 3 | 26 | 3 | 0
PDg | 3 | 26 | 4 | 0
PDg | 3 | 26 | 5 | 0
PDg | 3 | 26 | 6 | 0
PDg | 3 | 26 | 7 | 0
PDg | 3 | 26 | 8 | 0
PDg | 3 | 26 | 9 | 0
PDg | 3 | 26 | 10 | 0
PDg | 3 | 26 | 11 | 0
PDg | 3 | 26 | 12 | 0
PDg | 3 | 26 | 13 | 0
PDg | 3 | 26 | 14 | 0
PDg | 3 | 26 | 15 | 0
PDg | 3 | 26 | 16 | 0
PDg | 3 | 26 | 17 | 0
PDg | 3 | 26 | 18 | 0
PDg | 3 | 26 | 19 | 0
PDg | 3 | 26 | 20 | 0
PDg | 3 | 26 | 21 | 0
PDg | 3 | 26 | 22 | 0
PDg | 3 | 26 | 23 | 0
PDg | 3 | 26 | 24 | 0
PDg | 3 | 27 | 1 | 0
PDg | 3 | 27 | 2 | 0
PDg | 3 | 27 | 3 | 0
PDg | 3 | 27 | 4 | 0
PDg | 3 | 27 | 5 | 0
PDg | 3 | 27 | 6 | 0
PDg | 3 | 27 | 7 | 0
PDg | 3 | 27 | 8 | 0
PDg | 3 | 27 | 9 | 0
PDg | 3 | 27 | 10 | 0
PDg | 3 | 27 | 11 | 0
PDg | 3 | 27 | 12 | 0
PDg | 3 | 27 | 13 | 0
PDg | 3 | 27 | 14 | 0
PDg | 3 | 27 | 15 | 0
PDg | 3 | 27 | 16 | 0
PDg | 3 | 27 | 17 | 0
PDg | 3 | 27 | 18 | 0
PDg | 3 | 27 | 19 | 0
PDg | 3 | 27 | 20 | 0
PDg | 3 | 27 | 21 | 0
PDg | 3 | 27 | 22 | 0
PDg | 3 | 27 | 23 | 0
PDg | 3 | 27 | 24 | 0
PDg | 3 | 28 | 1 | 0
PDg | 3 | 28 | 2 | 0
PDg | 3 | 28 | 3 | 0
PDg | 3 | 28 | 4 | 0
PDg | 3 | 28 | 5 | 0
PDg | 3 | 28 | 6 | 0
PDg | 3 | 28 | 7 | 0
PDg | 3 | 28 | 8 | 0
PDg | 3 | 28 | 9 | 0
PDg | 3 | 28 | 10 | 0
PDg | 3 | 28 | 11 | 0
PDg | 3 | 28 | 12 | 0
PDg | 3 | 28 | 13 | 0
PDg | 3 | 28 | 14 | 0
PDg | 3 | 28 | 15 | 0
PDg | 3 | 28 | 16 | 0
PDg | 3 | 28 | 17 | 0
PDg | 3 | 28 | 18 | 0
PDg | 3 | 28 | 19 | 0
PDg | 3 | 28 | 20 | 0
PDg | 3 | 28 | 21 | 0
PDg | 3 | 28 | 22 | 0
PDg | 3 | 28 | 23 | 0
PDg | 3 | 28 | 24 | 0
PDg | 3 | 29 | 1 | 0
PDg | 3 | 29 | 2 | 0
PDg | 3 | 29 | 3 | 0
PDg | 3 | 29 | 4 | 0
PDg | 3 | 29 | 5 | 0
PDg | 3 | 29 | 6 | 0
PDg | 3 | 29 | 7 | 0.0042158
PDg | 3 | 29 | 8 | 0.020604
PDg | 3 | 29 | 9 | 0.040071
PDg | 3 | 29 | 10 | 0.057207
PDg | 3 | 29 | 11 | 0.060661
PDg | 3 | 29 | 12 | 0.065149
PDg | 3 | 29 | 13 | 0.070148
PDg | 3 | 29 | 14 | 0.066758
PDg | 3 | 29 | 15 | 0.0743
PDg | 3 | 29 | 16 | 0.065358
PDg | 3 | 29 | 17 | 0.052899
PDg | 3 | 29 | 18 | 0.035873
PDg | 3 | 29 | 19 | 0.017083
PDg | 3 | 29 | 20 | 0.0094234
PDg | 3 | 29 | 21 | 0.006979
PDg | 3 | 29 | 22 | 0.0033372
PDg | 3 | 29 | 23 | 0.0015269
PDg | 3 | 29 | 24 | 0
PDg | 3 | 30 | 1 | 0
PDg | 3 | 30 | 2 | 0
PDg | 3 | 30 | 3 | 0
PDg | 3 | 30 | 4 | 0
PDg | 3 | 30 | 5 | 0
PDg | 3 | 30 | 6 | 0
PDg | 3 | 30 | 7 | 0
PDg | 3 | 30 | 8 | 0
PDg | 3 | 30 | 9 | 0
PDg | 3 | 30 | 10 | 0
PDg | 3 | 30 | 11 | 0
PDg | 3 | 30 | 12 | 0
PDg | 3 | 30 | 13 | 0
PDg | 3 | 30 | 14 | 0
PDg | 3 | 30 | 15 | 0
PDg | 3 | 30 | 16 | 0
PDg | 3 | 30 | 17 | 0
PDg | 3 | 30 | 18 | 0
PDg | 3 | 30 | 19 | 0
PDg | 3 | 30 | 20 | 0
PDg | 3 | 30 | 21 | 0
PDg | 3 | 30 | 22 | 0
PDg | 3 | 30 | 23 | 0
PDg | 3 | 30 | 24 | 0
PDg | 3 | 31 | 1 | 0
PDg | 3 | 31 | 2 | 0
PDg | 3 | 31 | 3 | 0
PDg | 3 | 31 | 4 | 0
PDg | 3 | 31 | 5 | 0
PDg | 3 | 31 | 6 | 0
PDg | 3 | 31 | 7 | 0
PDg | 3 | 31 | 8 | 0
PDg | 3 | 31 | 9 | 0
PDg | 3 | 31 | 10 | 0
PDg | 3 | 31 | 11 | 0
PDg | 3 | 31 | 12 | 0
PDg | 3 | 31 | 13 | 0
PDg | 3 | 31 | 14 | 0
PDg | 3 | 31 | 15 | 0
PDg | 3 | 31 | 16 | 0
PDg | 3 | 31 | 17 | 0
PDg | 3 | 31 | 18 | 0
PDg | 3 | 31 | 19 | 0
PDg | 3 | 31 | 20 | 0
PDg | 3 | 31 | 21 | 0
PDg | 3 | 31 | 22 | 0
PDg | 3 | 31 | 23 | 0
PDg | 3 | 31 | 24 | 0
PDg | 3 | 32 | 1 | 0
PDg | 3 | 32 | 2 | 0
PDg | 3 | 32 | 3 | 0
PDg | 3 | 32 | 4 | 0
PDg | 3 | 32 | 5 | 0
PDg | 3 | 32 | 6 | 0
PDg | 3 | 32 | 7 | 0
PDg | 3 | 32 | 8 | 0
PDg | 3 | 32 | 9 | 0
PDg | 3 | 32 | 10 | 0
PDg | 3 | 32 | 11 | 0
PDg | 3 | 32 | 12 | 0
PDg | 3 | 32 | 13 | 0
PDg | 3 | 32 | 14 | 0
PDg | 3 | 32 | 15 | 0
PDg | 3 | 32 | 16 | 0
PDg | 3 | 32 | 17 | 0
PDg | 3 | 32 | 18 | 0
PDg | 3 | 32 | 19 | 0
PDg | 3 | 32 | 20 | 0
PDg | 3 | 32 | 21 | 0
PDg | 3 | 32 | 22 | 0
PDg | 3 | 32 | 23 | 0
PDg | 3 | 32 | 24 | 0
PDg | 3 | 33 | 1 | 0
PDg | 3 | 33 | 2 | 0
PDg | 3 | 33 | 3 | 0
PDg | 3 | 33 | 4 | 0
PDg | 3 | 33 | 5 | 0
PDg | 3 | 33 | 6 | 0
PDg | 3 | 33 | 7 | 0
PDg | 3 | 33 | 8 | 0
PDg | 3 | 33 | 9 | 0
PDg | 3 | 33 | 10 | 0
PDg | 3 | 33 | 11 | 0
PDg | 3 | 33 | 12 | 0
PDg | 3 | 33 | 13 | 0
PDg | 3 | 33 | 14 | 0
PDg | 3 | 33 | 15 | 0
PDg | 3 | 33 | 16 | 0
PDg | 3 | 33 | 17 | 0
PDg | 3 | 33 | 18 | 0
PDg | 3 | 33 | 19 | 0
PDg | 3 | 33 | 20 | 0
PDg | 3 | 33 | 21 | 0
PDg | 3 | 33 | 22 | 0
PDg | 3 | 33 | 23 | 0
PDg | 3 | 33 | 24 | 0
PDg | 4 | 1 | 1 | 0
PDg | 4 | 1 | 2 | 0
PDg | 4 | 1 | 3 | 0
PDg | 4 | 1 | 4 | 0
PDg | 4 | 1 | 5 | 0
PDg | 4 | 1 | 6 | 0
PDg | 4 | 1 | 7 | 0
PDg | 4 | 1 | 8 | 0
PDg | 4 | 1 | 9 | 0
PDg | 4 | 1 | 10 | 0
PDg | 4 | 1 | 11 | 0
PDg | 4 | 1 | 12 | 0
PDg | 4 | 1 | 13 | 0
PDg | 4 | 1 | 14 | 0
PDg | 4 | 1 | 15 | 0
PDg | 4 | 1 | 16 | 0
PDg | 4 | 1 | 17 | 0
PDg | 4 | 1 | 18 | 0
PDg | 4 | 1 | 19 | 0
PDg | 4 | 1 | 20 | 0
PDg | 4 | 1 | 21 | 0
PDg | 4 | 1 | 22 | 0
PDg | 4 | 1 | 23 | 0
PDg | 4 | 1 | 24 | 0
PDg | 4 | 2 | 1 | 0
PDg | 4 | 2 | 2 | 0
PDg | 4 | 2 | 3 | 0
PDg | 4 | 2 | 4 | 0
PDg | 4 | 2 | 5 | 0
PDg | 4 | 2 | 6 | 0
PDg | 4 | 2 | 7 | 0
PDg | 4 | 2 | 8 | 0
PDg | 4 | 2 | 9 | 0
PDg | 4 | 2 | 10 | 0
PDg | 4 | 2 | 11 | 0
PDg | 4 | 2 | 12 | 0
PDg | 4 | 2 | 13 | 0
PDg | 4 | 2 | 14 | 0
PDg | 4 | 2 | 15 | 0
PDg | 4 | 2 | 16 | 0
PDg | 4 | 2 | 17 | 0
PDg | 4 | 2 | 18 | 0
PDg | 4 | 2 | 19 | 0
PDg | 4 | 2 | 20 | 0
PDg | 4 | 2 | 21 | 0
PDg | 4 | 2 | 22 | 0
PDg | 4 | 2 | 23 | 0
PDg | 4 | 2 | 24 | 0
PDg | 4 | 3 | 1 | 0
PDg | 4 | 3 | 2 | 0
PDg | 4 | 3 | 3 | 0
PDg | 4 | 3 | 4 | 0
PDg | 4 | 3 | 5 | 0
PDg | 4 | 3 | 6 | 0
PDg | 4 | 3 | 7 | 0
PDg | 4 | 3 | 8 | 0
PDg | 4 | 3 | 9 | 0
PDg | 4 | 3 | 10 | 0
PDg | 4 | 3 | 11 | 0
PDg | 4 | 3 | 12 | 0
PDg | 4 | 3 | 13 | 0
PDg | 4 | 3 | 14 | 0
PDg | 4 | 3 | 15 | 0
PDg | 4 | 3 | 16 | 0
PDg | 4 | 3 | 17 | 0
PDg | 4 | 3 | 18 | 0
PDg | 4 | 3 | 19 | 0
PDg | 4 | 3 | 20 | 0
PDg | 4 | 3 | 21 | 0
PDg | 4 | 3 | 22 | 0
PDg | 4 | 3 | 23 | 0
PDg | 4 | 3 | 24 | 0
PDg | 4 | 4 | 1 | 0
PDg | 4 | 4 | 2 | 0
PDg | 4 | 4 | 3 | 0
PDg | 4 | 4 | 4 | 0
PDg | 4 | 4 | 5 | 0
PDg | 4 | 4 | 6 | 0
PDg | 4 | 4 | 7 | 0
PDg | 4 | 4 | 8 | 0
PDg | 4 | 4 | 9 | 0
PDg | 4 | 4 | 10 | 0
PDg | 4 | 4 | 11 | 0
PDg | 4 | 4 | 12 | 0
PDg | 4 | 4 | 13 | 0
PDg | 4 | 4 | 14 | 0
PDg | 4 | 4 | 15 | 0
PDg | 4 | 4 | 16 | 0
PDg | 4 | 4 | 17 | 0
PDg | 4 | 4 | 18 | 0
PDg | 4 | 4 | 19 | 0
PDg | 4 | 4 | 20 | 0
PDg | 4 | 4 | 21 | 0
PDg | 4 | 4 | 22 | 0
PDg | 4 | 4 | 23 | 0
PDg | 4 | 4 | 24 | 0
PDg | 4 | 5 | 1 | 0
PDg | 4 | 5 | 2 | 0
PDg | 4 | 5 | 3 | 0
PDg | 4 | 5 | 4 | 0
PDg | 4 | 5 | 5 | 0
PDg | 4 | 5 | 6 | 0
PDg | 4 | 5 | 7 | 0
PDg | 4 | 5 | 8 | 0
PDg | 4 | 5 | 9 | 0
PDg | 4 | 5 | 10 | 0
PDg | 4 | 5 | 11 | 0
PDg | 4 | 5 | 12 | 0
PDg | 4 | 5 | 13 | 0
PDg | 4 | 5 | 14 | 0
PDg | 4 | 5 | 15 | 0
PDg | 4 | 5 | 16 | 0
PDg | 4 | 5 | 17 | 0
PDg | 4 | 5 | 18 | 0
PDg | 4 | 5 | 19 | 0
PDg | 4 | 5 | 20 | 0
PDg | 4 | 5 | 21 | 0
PDg | 4 | 5 | 22 | 0
PDg | 4 | 5 | 23 | 0
PDg | 4 | 5 | 24 | 0
PDg | 4 | 6 | 1 | 0
PDg | 4 | 6 | 2 | 0
PDg | 4 | 6 | 3 | 0
PDg | 4 | 6 | 4 | 0
PDg | 4 | 6 | 5 | 0
PDg | 4 | 6 | 6 | 0
PDg | 4 | 6 | 7 | 0
PDg | 4 | 6 | 8 | 0
PDg | 4 | 6 | 9 | 0
PDg | 4 | 6 | 10 | 0
PDg | 4 | 6 | 11 | 0
PDg | 4 | 6 | 12 | 0
PDg | 4 | 6 | 13 | 0
PDg | 4 | 6 | 14 | 0
PDg | 4 | 6 | 15 | 0
PDg | 4 | 6 | 16 | 0
PDg | 4 | 6 | 17 | 0
PDg | 4 | 6 | 18 | 0
PDg | 4 | 6 | 19 | 0
PDg | 4 | 6 | 20 | 0
PDg | 4 | 6 | 21 | 0
PDg | 4 | 6 | 22 | 0
PDg | 4 | 6 | 23 | 0
PDg | 4 | 6 | 24 | 0
PDg | 4 | 7 | 1 | 0
PDg | 4 | 7 | 2 | 0
PDg | 4 | 7 | 3 | 0
PDg | 4 | 7 | 4 | 0
PDg | 4 | 7 | 5 | 0
PDg | 4 | 7 | 6 | 0
PDg | 4 | 7 | 7 | 0
PDg | 4 | 7 | 8 | 0
PDg | 4 | 7 | 9 | 0
PDg | 4 | 7 | 10 | 0
PDg | 4 | 7 | 11 | 0
PDg | 4 | 7 | 12 | 0
PDg | 4 | 7 | 13 | 0
PDg | 4 | 7 | 14 | 0
PDg | 4 | 7 | 15 | 0
PDg | 4 | 7 | 16 | 0
PDg | 4 | 7 | 17 | 0
PDg | 4 | 7 | 18 | 0
PDg | 4 | 7 | 19 | 0
PDg | 4 | 7 | 20 | 0
PDg | 4 | 7 | 21 | 0
PDg | 4 | 7 | 22 | 0
PDg | 4 | 7 | 23 | 0
PDg | 4 | 7 | 24 | 0
PDg | 4 | 8 | 1 | 0
PDg | 4 | 8 | 2 | 0
PDg | 4 | 8 | 3 | 0
PDg | 4 | 8 | 4 | 0
PDg | 4 | 8 | 5 | 0
PDg | 4 | 8 | 6 | 0
PDg | 4 | 8 | 7 | 0
PDg | 4 | 8 | 8 | 0
PDg | 4 | 8 | 9 | 0
PDg | 4 | 8 | 10 | 0
PDg | 4 | 8 | 11 | 0
PDg | 4 | 8 | 12 | 0
PDg | 4 | 8 | 13 | 0
PDg | 4 | 8 | 14 | 0
PDg | 4 | 8 | 15 | 0
PDg | 4 | 8 | 16 | 0
PDg | 4 | 8 | 17 | 0
PDg | 4 | 8 | 18 | 0
PDg | 4 | 8 | 19 | 0
PDg | 4 | 8 | 20 | 0
PDg | 4 | 8 | 21 | 0
PDg | 4 | 8 | 22 | 0
PDg | 4 | 8 | 23 | 0
PDg | 4 | 8 | 24 | 0
PDg | 4 | 9 | 1 | 0
PDg | 4 | 9 | 2 | 0
PDg | 4 | 9 | 3 | 0
PDg | 4 | 9 | 4 | 0
PDg | 4 | 9 | 5 | 0
PDg | 4 | 9 | 6 | 0
PDg | 4 | 9 | 7 | 0
PDg | 4 | 9 | 8 | 0
PDg | 4 | 9 | 9 | 0
PDg | 4 | 9 | 10 | 0
PDg | 4 | 9 | 11 | 0
PDg | 4 | 9 | 12 | 0
PDg | 4 | 9 | 13 | 0
PDg | 4 | 9 | 14 | 0
PDg | 4 | 9 | 15 | 0
PDg | 4 | 9 | 16 | 0
PDg | 4 | 9 | 17 | 0
PDg | 4 | 9 | 18 | 0
PDg | 4 | 9 | 19 | 0
PDg | 4 | 9 | 20 | 0
PDg | 4 | 9 | 21 | 0
PDg | 4 | 9 | 22 | 0
PDg | 4 | 9 | 23 | 0
PDg | 4 | 9 | 24 | 0
PDg | 4 | 10 | 1 | 0
PDg | 4 | 10 | 2 | 0
PDg | 4 | 10 | 3 | 0
PDg | 4 | 10 | 4 | 0
PDg | 4 | 10 | 5 | 0
PDg | 4 | 10 | 6 | 0
PDg | 4 | 10 | 7 | 0
PDg | 4 | 10 | 8 | 0
PDg | 4 | 10 | 9 | 0
PDg | 4 | 10 | 10 | 0
PDg | 4 | 10 | 11 | 0
PDg | 4 | 10 | 12 | 0
PDg | 4 | 10 | 13 | 0
PDg | 4 | 10 | 14 | 0
PDg | 4 | 10 | 15 | 0
PDg | 4 | 10 | 16 | 0
PDg | 4 | 10 | 17 | 0
PDg | 4 | 10 | 18 | 0
PDg | 4 | 10 | 19 | 0
PDg | 4 | 10 | 20 | 0
PDg | 4 | 10 | 21 | 0
PDg | 4 | 10 | 22 | 0
PDg | 4 | 10 | 23 | 0
PDg | 4 | 10 | 24 | 0
PDg | 4 | 11 | 1 | 0
PDg | 4 | 11 | 2 | 0
PDg | 4 | 11 | 3 | 0
PDg | 4 | 11 | 4 | 0
PDg | 4 | 11 | 5 | 0
PDg | 4 | 11 | 6 | 0
PDg | 4 | 11 | 7 | 0
PDg | 4 | 11 | 8 | 0
PDg | 4 | 11 | 9 | 0
PDg | 4 | 11 | 10 | 0
PDg | 4 | 11 | 11 | 0
PDg | 4 | 11 | 12 | 0
PDg | 4 | 11 | 13 | 0
PDg | 4 | 11 | 14 | 0
PDg | 4 | 11 | 15 | 0
PDg | 4 | 11 | 16 | 0
PDg | 4 | 11 | 17 | 0
PDg | 4 | 11 | 18 | 0
PDg | 4 | 11 | 19 | 0
PDg | 4 | 11 | 20 | 0
PDg | 4 | 11 | 21 | 0
PDg | 4 | 11 | 22 | 0
PDg | 4 | 11 | 23 | 0
PDg | 4 | 11 | 24 | 0
PDg | 4 | 12 | 1 | 0
PDg | 4 | 12 | 2 | 0
PDg | 4 | 12 | 3 | 0
PDg | 4 | 12 | 4 | 0
PDg | 4 | 12 | 5 | 0
PDg | 4 | 12 | 6 | 0
PDg | 4 | 12 | 7 | 0
PDg | 4 | 12 | 8 | 0
PDg | 4 | 12 | 9 | 0
PDg | 4 | 12 | 10 | 0
PDg | 4 | 12 | 11 | 0
PDg | 4 | 12 | 12 | 0
PDg | 4 | 12 | 13 | 0
PDg | 4 | 12 | 14 | 0
PDg | 4 | 12 | 15 | 0
PDg | 4 | 12 | 16 | 0
PDg | 4 | 12 | 17 | 0
PDg | 4 | 12 | 18 | 0
PDg | 4 | 12 | 19 | 0
PDg | 4 | 12 | 20 | 0
PDg | 4 | 12 | 21 | 0
PDg | 4 | 12 | 22 | 0
PDg | 4 | 12 | 23 | 0
PDg | 4 | 12 | 24 | 0
PDg | 4 | 13 | 1 | 0
PDg | 4 | 13 | 2 | 0
PDg | 4 | 13 | 3 | 0
PDg | 4 | 13 | 4 | 0
PDg | 4 | 13 | 5 | 0
PDg | 4 | 13 | 6 | 0
PDg | 4 | 13 | 7 | 0
PDg | 4 | 13 | 8 | 0
PDg | 4 | 13 | 9 | 0
PDg | 4 | 13 | 10 | 0
PDg | 4 | 13 | 11 | 0
PDg | 4 | 13 | 12 | 0
PDg | 4 | 13 | 13 | 0
PDg | 4 | 13 | 14 | 0
PDg | 4 | 13 | 15 | 0
PDg | 4 | 13 | 16 | 0
PDg | 4 | 13 | 17 | 0
PDg | 4 | 13 | 18 | 0
PDg | 4 | 13 | 19 | 0
PDg | 4 | 13 | 20 | 0
PDg | 4 | 13 | 21 | 0
PDg | 4 | 13 | 22 | 0
PDg | 4 | 13 | 23 | 0
PDg | 4 | 13 | 24 | 0
PDg | 4 | 14 | 1 | 0
PDg | 4 | 14 | 2 | 0
PDg | 4 | 14 | 3 | 0
PDg | 4 | 14 | 4 | 0
PDg | 4 | 14 | 5 | 0
PDg | 4 | 14 | 6 | 0
PDg | 4 | 14 | 7 | 0
PDg | 4 | 14 | 8 | 0
PDg | 4 | 14 | 9 | 0
PDg | 4 | 14 | 10 | 0
PDg | 4 | 14 | 11 | 0
PDg | 4 | 14 | 12 | 0
PDg | 4 | 14 | 13 | 0
PDg | 4 | 14 | 14 | 0
PDg | 4 | 14 | 15 | 0
PDg | 4 | 14 | 16 | 0
PDg | 4 | 14 | 17 | 0
PDg | 4 | 14 | 18 | 0
PDg | 4 | 14 | 19 | 0
PDg | 4 | 14 | 20 | 0
PDg | 4 | 14 | 21 | 0
PDg | 4 | 14 | 22 | 0
PDg | 4 | 14 | 23 | 0
PDg | 4 | 14 | 24 | 0
PDg | 4 | 15 | 1 | 0
PDg | 4 | 15 | 2 | 0
PDg | 4 | 15 | 3 | 0
PDg | 4 | 15 | 4 | 0
PDg | 4 | 15 | 5 | 0
PDg | 4 | 15 | 6 | 0
PDg | 4 | 15 | 7 | 0
PDg | 4 | 15 | 8 | 0
PDg | 4 | 15 | 9 | 0
PDg | 4 | 15 | 10 | 0
PDg | 4 | 15 | 11 | 0
PDg | 4 | 15 | 12 | 0
PDg | 4 | 15 | 13 | 0
PDg | 4 | 15 | 14 | 0
PDg | 4 | 15 | 15 | 0
PDg | 4 | 15 | 16 | 0
PDg | 4 | 15 | 17 | 0
PDg | 4 | 15 | 18 | 0
PDg | 4 | 15 | 19 | 0
PDg | 4 | 15 | 20 | 0
PDg | 4 | 15 | 21 | 0
PDg | 4 | 15 | 22 | 0
PDg | 4 | 15 | 23 | 0
PDg | 4 | 15 | 24 | 0
PDg | 4 | 16 | 1 | 0
PDg | 4 | 16 | 2 | 0
PDg | 4 | 16 | 3 | 0
PDg | 4 | 16 | 4 | 0
PDg | 4 | 16 | 5 | 0
PDg | 4 | 16 | 6 | 0
PDg | 4 | 16 | 7 | 0
PDg | 4 | 16 | 8 | 0
PDg | 4 | 16 | 9 | 0
PDg | 4 | 16 | 10 | 0
PDg | 4 | 16 | 11 | 0
PDg | 4 | 16 | 12 | 0
PDg | 4 | 16 | 13 | 0
PDg | 4 | 16 | 14 | 0
PDg | 4 | 16 | 15 | 0
PDg | 4 | 16 | 16 | 0
PDg | 4 | 16 | 17 | 0
PDg | 4 | 16 | 18 | 0
PDg | 4 | 16 | 19 | 0
PDg | 4 | 16 | 20 | 0
PDg | 4 | 16 | 21 | 0
PDg | 4 | 16 | 22 | 0
PDg | 4 | 16 | 23 | 0
PDg | 4 | 16 | 24 | 0
PDg | 4 | 17 | 1 | 0
PDg | 4 | 17 | 2 | 0
PDg | 4 | 17 | 3 | 0
PDg | 4 | 17 | 4 | 0
PDg | 4 | 17 | 5 | 0
PDg | 4 | 17 | 6 | 0
PDg | 4 | 17 | 7 | 0
PDg | 4 | 17 | 8 | 0
PDg | 4 | 17 | 9 | 0
PDg | 4 | 17 | 10 | 0
PDg | 4 | 17 | 11 | 0
PDg | 4 | 17 | 12 | 0
PDg | 4 | 17 | 13 | 0
PDg | 4 | 17 | 14 | 0
PDg | 4 | 17 | 15 | 0
PDg | 4 | 17 | 16 | 0
PDg | 4 | 17 | 17 | 0
PDg | 4 | 17 | 18 | 0
PDg | 4 | 17 | 19 | 0
PDg | 4 | 17 | 20 | 0
PDg | 4 | 17 | 21 | 0
PDg | 4 | 17 | 22 | 0
PDg | 4 | 17 | 23 | 0
PDg | 4 | 17 | 24 | 0
PDg | 4 | 18 | 1 | 0
PDg | 4 | 18 | 2 | 0
PDg | 4 | 18 | 3 | 0
PDg | 4 | 18 | 4 | 0
PDg | 4 | 18 | 5 | 0
PDg | 4 | 18 | 6 | 0
PDg | 4 | 18 | 7 | 0
PDg | 4 | 18 | 8 | 0
PDg | 4 | 18 | 9 | 0
PDg | 4 | 18 | 10 | 0
PDg | 4 | 18 | 11 | 0
PDg | 4 | 18 | 12 | 0
PDg | 4 | 18 | 13 | 0
PDg | 4 | 18 | 14 | 0
PDg | 4 | 18 | 15 | 0
PDg | 4 | 18 | 16 | 0
PDg | 4 | 18 | 17 | 0
PDg | 4 | 18 | 18 | 0
PDg | 4 | 18 | 19 | 0
PDg | 4 | 18 | 20 | 0
PDg | 4 | 18 | 21 | 0
PDg | 4 | 18 | 22 | 0
PDg | 4 | 18 | 23 | 0
PDg | 4 | 18 | 24 | 0
PDg | 4 | 19 | 1 | 0
PDg | 4 | 19 | 2 | 0
PDg | 4 | 19 | 3 | 0
PDg | 4 | 19 | 4 | 0
PDg | 4 | 19 | 5 | 0
PDg | 4 | 19 | 6 | 0
PDg | 4 | 19 | 7 | 0
PDg | 4 | 19 | 8 | 0
PDg | 4 | 19 | 9 | 0
PDg | 4 | 19 | 10 | 0
PDg | 4 | 19 | 11 | 0
PDg | 4 | 19 | 12 | 0
PDg | 4 | 19 | 13 | 0
PDg | 4 | 19 | 14 | 0
PDg | 4 | 19 | 15 | 0
PDg | 4 | 19 | 16 | 0
PDg | 4 | 19 | 17 | 0
PDg | 4 | 19 | 18 | 0
PDg | 4 | 19 | 19 | 0
PDg | 4 | 19 | 20 | 0
PDg | 4 | 19 | 21 | 0
PDg | 4 | 19 | 22 | 0
PDg | 4 | 19 | 23 | 0
PDg | 4 | 19 | 24 | 0
PDg | 4 | 20 | 1 | 0
PDg | 4 | 20 | 2 | 0
PDg | 4 | 20 | 3 | 0
PDg | 4 | 20 | 4 | 0
PDg | 4 | 20 | 5 | 0
PDg | 4 | 20 | 6 | 0
PDg | 4 | 20 | 7 | 0
PDg | 4 | 20 | 8 | 0
PDg | 4 | 20 | 9 | 0
PDg | 4 | 20 | 10 | 0
PDg | 4 | 20 | 11 | 0
PDg | 4 | 20 | 12 | 0
PDg | 4 | 20 | 13 | 0
PDg | 4 | 20 | 14 | 0
PDg | 4 | 20 | 15 | 0
PDg | 4 | 20 | 16 | 0
PDg | 4 | 20 | 17 | 0
PDg | 4 | 20 | 18 | 0
PDg | 4 | 20 | 19 | 0
PDg | 4 | 20 | 20 | 0
PDg | 4 | 20 | 21 | 0
PDg | 4 | 20 | 22 | 0
PDg | 4 | 20 | 23 | 0
PDg | 4 | 20 | 24 | 0
PDg | 4 | 21 | 1 | 0
PDg | 4 | 21 | 2 | 0
PDg | 4 | 21 | 3 | 0
PDg | 4 | 21 | 4 | 0
PDg | 4 | 21 | 5 | 0
PDg | 4 | 21 | 6 | 0
PDg | 4 | 21 | 7 | 0
PDg | 4 | 21 | 8 | 0
PDg | 4 | 21 | 9 | 0
PDg | 4 | 21 | 10 | 0
PDg | 4 | 21 | 11 | 0
PDg | 4 | 21 | 12 | 0
PDg | 4 | 21 | 13 | 0
PDg | 4 | 21 | 14 | 0
PDg | 4 | 21 | 15 | 0
PDg | 4 | 21 | 16 | 0
PDg | 4 | 21 | 17 | 0
PDg | 4 | 21 | 18 | 0
PDg | 4 | 21 | 19 | 0
PDg | 4 | 21 | 20 | 0
PDg | 4 | 21 | 21 | 0
PDg | 4 | 21 | 22 | 0
PDg | 4 | 21 | 23 | 0
PDg | 4 | 21 | 24 | 0
PDg | 4 | 22 | 1 | 0
PDg | 4 | 22 | 2 | 0
PDg | 4 | 22 | 3 | 0
PDg | 4 | 22 | 4 | 0
PDg | 4 | 22 | 5 | 0
PDg | 4 | 22 | 6 | 0
PDg | 4 | 22 | 7 | 0
PDg | 4 | 22 | 8 | 0
PDg | 4 | 22 | 9 | 0
PDg | 4 | 22 | 10 | 0
PDg | 4 | 22 | 11 | 0
PDg | 4 | 22 | 12 | 0
PDg | 4 | 22 | 13 | 0
PDg | 4 | 22 | 14 | 0
PDg | 4 | 22 | 15 | 0
PDg | 4 | 22 | 16 | 0
PDg | 4 | 22 | 17 | 0
PDg | 4 | 22 | 18 | 0
PDg | 4 | 22 | 19 | 0
PDg | 4 | 22 | 20 | 0
PDg | 4 | 22 | 21 | 0
PDg | 4 | 22 | 22 | 0
PDg | 4 | 22 | 23 | 0
PDg | 4 | 22 | 24 | 0
PDg | 4 | 23 | 1 | 0
PDg | 4 | 23 | 2 | 0
PDg | 4 | 23 | 3 | 0
PDg | 4 | 23 | 4 | 0
PDg | 4 | 23 | 5 | 0
PDg | 4 | 23 | 6 | 0
PDg | 4 | 23 | 7 | 0.0042158
PDg | 4 | 23 | 8 | 0.020604
PDg | 4 | 23 | 9 | 0.040071
PDg | 4 | 23 | 10 | 0.057207
PDg | 4 | 23 | 11 | 0.060661
PDg | 4 | 23 | 12 | 0.065149
PDg | 4 | 23 | 13 | 0.070148
PDg | 4 | 23 | 14 | 0.066758
PDg | 4 | 23 | 15 | 0.0743
PDg | 4 | 23 | 16 | 0.065358
PDg | 4 | 23 | 17 | 0.052899
PDg | 4 | 23 | 18 | 0.035873
PDg | 4 | 23 | 19 | 0.017083
PDg | 4 | 23 | 20 | 0.0094234
PDg | 4 | 23 | 21 | 0.006979
PDg | 4 | 23 | 22 | 0.0033372
PDg | 4 | 23 | 23 | 0.0015269
PDg | 4 | 23 | 24 | 0
PDg | 4 | 24 | 1 | 0
PDg | 4 | 24 | 2 | 0
PDg | 4 | 24 | 3 | 0
PDg | 4 | 24 | 4 | 0
PDg | 4 | 24 | 5 | 0
PDg | 4 | 24 | 6 | 0
PDg | 4 | 24 | 7 | 0
PDg | 4 | 24 | 8 | 0
PDg | 4 | 24 | 9 | 0
PDg | 4 | 24 | 10 | 0
PDg | 4 | 24 | 11 | 0
PDg | 4 | 24 | 12 | 0
PDg | 4 | 24 | 13 | 0
PDg | 4 | 24 | 14 | 0
PDg | 4 | 24 | 15 | 0
PDg | 4 | 24 | 16 | 0
PDg | 4 | 24 | 17 | 0
PDg | 4 | 24 | 18 | 0
PDg | 4 | 24 | 19 | 0
PDg | 4 | 24 | 20 | 0
PDg | 4 | 24 | 21 | 0
PDg | 4 | 24 | 22 | 0
PDg | 4 | 24 | 23 | 0
PDg | 4 | 24 | 24 | 0
PDg | 4 | 25 | 1 | 0
PDg | 4 | 25 | 2 | 0
PDg | 4 | 25 | 3 | 0
PDg | 4 | 25 | 4 | 0
PDg | 4 | 25 | 5 | 0
PDg | 4 | 25 | 6 | 0
PDg | 4 | 25 | 7 | 0
PDg | 4 | 25 | 8 | 0
PDg | 4 | 25 | 9 | 0
PDg | 4 | 25 | 10 | 0
PDg | 4 | 25 | 11 | 0
PDg | 4 | 25 | 12 | 0
PDg | 4 | 25 | 13 | 0
PDg | 4 | 25 | 14 | 0
PDg | 4 | 25 | 15 | 0
PDg | 4 | 25 | 16 | 0
PDg | 4 | 25 | 17 | 0
PDg | 4 | 25 | 18 | 0
PDg | 4 | 25 | 19 | 0
PDg | 4 | 25 | 20 | 0
PDg | 4 | 25 | 21 | 0
PDg | 4 | 25 | 22 | 0
PDg | 4 | 25 | 23 | 0
PDg | 4 | 25 | 24 | 0
PDg | 4 | 26 | 1 | 0
PDg | 4 | 26 | 2 | 0
PDg | 4 | 26 | 3 | 0
PDg | 4 | 26 | 4 | 0
PDg | 4 | 26 | 5 | 0
PDg | 4 | 26 | 6 | 0
PDg | 4 | 26 | 7 | 0
PDg | 4 | 26 | 8 | 0
PDg | 4 | 26 | 9 | 0
PDg | 4 | 26 | 10 | 0
PDg | 4 | 26 | 11 | 0
PDg | 4 | 26 | 12 | 0
PDg | 4 | 26 | 13 | 0
PDg | 4 | 26 | 14 | 0
PDg | 4 | 26 | 15 | 0
PDg | 4 | 26 | 16 | 0
PDg | 4 | 26 | 17 | 0
PDg | 4 | 26 | 18 | 0
PDg | 4 | 26 | 19 | 0
PDg | 4 | 26 | 20 | 0
PDg | 4 | 26 | 21 | 0
PDg | 4 | 26 | 22 | 0
PDg | 4 | 26 | 23 | 0
PDg | 4 | 26 | 24 | 0
PDg | 4 | 27 | 1 | 0
PDg | 4 | 27 | 2 | 0
PDg | 4 | 27 | 3 | 0
PDg | 4 | 27 | 4 | 0
PDg | 4 | 27 | 5 | 0
PDg | 4 | 27 | 6 | 0
PDg | 4 | 27 | 7 | 0
PDg | 4 | 27 | 8 | 0
PDg | 4 | 27 | 9 | 0
PDg | 4 | 27 | 10 | 0
PDg | 4 | 27 | 11 | 0
PDg | 4 | 27 | 12 | 0
PDg | 4 | 27 | 13 | 0
PDg | 4 | 27 | 14 | 0
PDg | 4 | 27 | 15 | 0
PDg | 4 | 27 | 16 | 0
PDg | 4 | 27 | 17 | 0
PDg | 4 | 27 | 18 | 0
PDg | 4 | 27 | 19 | 0
PDg | 4 | 27 | 20 | 0
PDg | 4 | 27 | 21 | 0
PDg | 4 | 27 | 22 | 0
PDg | 4 | 27 | 23 | 0
PDg | 4 | 27 | 24 | 0
PDg | 4 | 28 | 1 | 0
PDg | 4 | 28 | 2 | 0
PDg | 4 | 28 | 3 | 0
PDg | 4 | 28 | 4 | 0
PDg | 4 | 28 | 5 | 0
PDg | 4 | 28 | 6 | 0
PDg | 4 | 28 | 7 | 0
PDg | 4 | 28 | 8 | 0
PDg | 4 | 28 | 9 | 0
PDg | 4 | 28 | 10 | 0
PDg | 4 | 28 | 11 | 0
PDg | 4 | 28 | 12 | 0
PDg | 4 | 28 | 13 | 0
PDg | 4 | 28 | 14 | 0
PDg | 4 | 28 | 15 | 0
PDg | 4 | 28 | 16 | 0
PDg | 4 | 28 | 17 | 0
PDg | 4 | 28 | 18 | 0
PDg | 4 | 28 | 19 | 0
PDg | 4 | 28 | 20 | 0
PDg | 4 | 28 | 21 | 0
PDg | 4 | 28 | 22 | 0
PDg | 4 | 28 | 23 | 0
PDg | 4 | 28 | 24 | 0
PDg | 4 | 29 | 1 | 0
PDg | 4 | 29 | 2 | 0
PDg | 4 | 29 | 3 | 0
PDg | 4 | 29 | 4 | 0
PDg | 4 | 29 | 5 | 0
PDg | 4 | 29 | 6 | 0
PDg | 4 | 29 | 7 | 0
PDg | 4 | 29 | 8 | 0
PDg | 4 | 29 | 9 | 0
PDg | 4 | 29 | 10 | 0
PDg | 4 | 29 | 11 | 0
PDg | 4 | 29 | 12 | 0
PDg | 4 | 29 | 13 | 0
PDg | 4 | 29 | 14 | 0
PDg | 4 | 29 | 15 | 0
PDg | 4 | 29 | 16 | 0
PDg | 4 | 29 | 17 | 0
PDg | 4 | 29 | 18 | 0
PDg | 4 | 29 | 19 | 0
PDg | 4 | 29 | 20 | 0
PDg | 4 | 29 | 21 | 0
PDg | 4 | 29 | 22 | 0
PDg | 4 | 29 | 23 | 0
PDg | 4 | 29 | 24 | 0
PDg | 4 | 30 | 1 | 0
PDg | 4 | 30 | 2 | 0
PDg | 4 | 30 | 3 | 0
PDg | 4 | 30 | 4 | 0
PDg | 4 | 30 | 5 | 0
PDg | 4 | 30 | 6 | 0
PDg | 4 | 30 | 7 | 0
PDg | 4 | 30 | 8 | 0
PDg | 4 | 30 | 9 | 0
PDg | 4 | 30 | 10 | 0
PDg | 4 | 30 | 11 | 0
PDg | 4 | 30 | 12 | 0
PDg | 4 | 30 | 13 | 0
PDg | 4 | 30 | 14 | 0
PDg | 4 | 30 | 15 | 0
PDg | 4 | 30 | 16 | 0
PDg | 4 | 30 | 17 | 0
PDg | 4 | 30 | 18 | 0
PDg | 4 | 30 | 19 | 0
PDg | 4 | 30 | 20 | 0
PDg | 4 | 30 | 21 | 0
PDg | 4 | 30 | 22 | 0
PDg | 4 | 30 | 23 | 0
PDg | 4 | 30 | 24 | 0
PDg | 4 | 31 | 1 | 0
PDg | 4 | 31 | 2 | 0
PDg | 4 | 31 | 3 | 0
PDg | 4 | 31 | 4 | 0
PDg | 4 | 31 | 5 | 0
PDg | 4 | 31 | 6 | 0
PDg | 4 | 31 | 7 | 0
PDg | 4 | 31 | 8 | 0
PDg | 4 | 31 | 9 | 0
PDg | 4 | 31 | 10 | 0
PDg | 4 | 31 | 11 | 0
PDg | 4 | 31 | 12 | 0
PDg | 4 | 31 | 13 | 0
PDg | 4 | 31 | 14 | 0
PDg | 4 | 31 | 15 | 0
PDg | 4 | 31 | 16 | 0
PDg | 4 | 31 | 17 | 0
PDg | 4 | 31 | 18 | 0
PDg | 4 | 31 | 19 | 0
PDg | 4 | 31 | 20 | 0
PDg | 4 | 31 | 21 | 0
PDg | 4 | 31 | 22 | 0
PDg | 4 | 31 | 23 | 0
PDg | 4 | 31 | 24 | 0
PDg | 4 | 32 | 1 | 0
PDg | 4 | 32 | 2 | 0
PDg | 4 | 32 | 3 | 0
PDg | 4 | 32 | 4 | 0
PDg | 4 | 32 | 5 | 0
PDg | 4 | 32 | 6 | 0
PDg | 4 | 32 | 7 | 0
PDg | 4 | 32 | 8 | 0
PDg | 4 | 32 | 9 | 0
PDg | 4 | 32 | 10 | 0
PDg | 4 | 32 | 11 | 0
PDg | 4 | 32 | 12 | 0
PDg | 4 | 32 | 13 | 0
PDg | 4 | 32 | 14 | 0
PDg | 4 | 32 | 15 | 0
PDg | 4 | 32 | 16 | 0
PDg | 4 | 32 | 17 | 0
PDg | 4 | 32 | 18 | 0
PDg | 4 | 32 | 19 | 0
PDg | 4 | 32 | 20 | 0
PDg | 4 | 32 | 21 | 0
PDg | 4 | 32 | 22 | 0
PDg | 4 | 32 | 23 | 0
PDg | 4 | 32 | 24 | 0
PDg | 4 | 33 | 1 | 0
PDg | 4 | 33 | 2 | 0
PDg | 4 | 33 | 3 | 0
PDg | 4 | 33 | 4 | 0
PDg | 4 | 33 | 5 | 0
PDg | 4 | 33 | 6 | 0
PDg | 4 | 33 | 7 | 0
PDg | 4 | 33 | 8 | 0
PDg | 4 | 33 | 9 | 0
PDg | 4 | 33 | 10 | 0
PDg | 4 | 33 | 11 | 0
PDg | 4 | 33 | 12 | 0
PDg | 4 | 33 | 13 | 0
PDg | 4 | 33 | 14 | 0
PDg | 4 | 33 | 15 | 0
PDg | 4 | 33 | 16 | 0
PDg | 4 | 33 | 17 | 0
PDg | 4 | 33 | 18 | 0
PDg | 4 | 33 | 19 | 0
PDg | 4 | 33 | 20 | 0
PDg | 4 | 33 | 21 | 0
PDg | 4 | 33 | 22 | 0
PDg | 4 | 33 | 23 | 0
PDg | 4 | 33 | 24 | 0
PDg | 5 | 1 | 1 | 0
PDg | 5 | 1 | 2 | 0
PDg | 5 | 1 | 3 | 0
PDg | 5 | 1 | 4 | 0
PDg | 5 | 1 | 5 | 0
PDg | 5 | 1 | 6 | 0
PDg | 5 | 1 | 7 | 0
PDg | 5 | 1 | 8 | 0
PDg | 5 | 1 | 9 | 0
PDg | 5 | 1 | 10 | 0
PDg | 5 | 1 | 11 | 0
PDg | 5 | 1 | 12 | 0
PDg | 5 | 1 | 13 | 0
PDg | 5 | 1 | 14 | 0
PDg | 5 | 1 | 15 | 0
PDg | 5 | 1 | 16 | 0
PDg | 5 | 1 | 17 | 0
PDg | 5 | 1 | 18 | 0
PDg | 5 | 1 | 19 | 0
PDg | 5 | 1 | 20 | 0
PDg | 5 | 1 | 21 | 0
PDg | 5 | 1 | 22 | 0
PDg | 5 | 1 | 23 | 0
PDg | 5 | 1 | 24 | 0
PDg | 5 | 2 | 1 | 0
PDg | 5 | 2 | 2 | 0
PDg | 5 | 2 | 3 | 0
PDg | 5 | 2 | 4 | 0
PDg | 5 | 2 | 5 | 0
PDg | 5 | 2 | 6 | 0
PDg | 5 | 2 | 7 | 0
PDg | 5 | 2 | 8 | 0
PDg | 5 | 2 | 9 | 0
PDg | 5 | 2 | 10 | 0
PDg | 5 | 2 | 11 | 0
PDg | 5 | 2 | 12 | 0
PDg | 5 | 2 | 13 | 0
PDg | 5 | 2 | 14 | 0
PDg | 5 | 2 | 15 | 0
PDg | 5 | 2 | 16 | 0
PDg | 5 | 2 | 17 | 0
PDg | 5 | 2 | 18 | 0
PDg | 5 | 2 | 19 | 0
PDg | 5 | 2 | 20 | 0
PDg | 5 | 2 | 21 | 0
PDg | 5 | 2 | 22 | 0
PDg | 5 | 2 | 23 | 0
PDg | 5 | 2 | 24 | 0
PDg | 5 | 3 | 1 | 0
PDg | 5 | 3 | 2 | 0
PDg | 5 | 3 | 3 | 0
PDg | 5 | 3 | 4 | 0
PDg | 5 | 3 | 5 | 0
PDg | 5 | 3 | 6 | 0
PDg | 5 | 3 | 7 | 0
PDg | 5 | 3 | 8 | 0
PDg | 5 | 3 | 9 | 0
PDg | 5 | 3 | 10 | 0
PDg | 5 | 3 | 11 | 0
PDg | 5 | 3 | 12 | 0
PDg | 5 | 3 | 13 | 0
PDg | 5 | 3 | 14 | 0
PDg | 5 | 3 | 15 | 0
PDg | 5 | 3 | 16 | 0
PDg | 5 | 3 | 17 | 0
PDg | 5 | 3 | 18 | 0
PDg | 5 | 3 | 19 | 0
PDg | 5 | 3 | 20 | 0
PDg | 5 | 3 | 21 | 0
PDg | 5 | 3 | 22 | 0
PDg | 5 | 3 | 23 | 0
PDg | 5 | 3 | 24 | 0
PDg | 5 | 4 | 1 | 0
PDg | 5 | 4 | 2 | 0
PDg | 5 | 4 | 3 | 0
PDg | 5 | 4 | 4 | 0
PDg | 5 | 4 | 5 | 0
PDg | 5 | 4 | 6 | 0
PDg | 5 | 4 | 7 | 0
PDg | 5 | 4 | 8 | 0
PDg | 5 | 4 | 9 | 0
PDg | 5 | 4 | 10 | 0
PDg | 5 | 4 | 11 | 0
PDg | 5 | 4 | 12 | 0
PDg | 5 | 4 | 13 | 0
PDg | 5 | 4 | 14 | 0
PDg | 5 | 4 | 15 | 0
PDg | 5 | 4 | 16 | 0
PDg | 5 | 4 | 17 | 0
PDg | 5 | 4 | 18 | 0
PDg | 5 | 4 | 19 | 0
PDg | 5 | 4 | 20 | 0
PDg | 5 | 4 | 21 | 0
PDg | 5 | 4 | 22 | 0
PDg | 5 | 4 | 23 | 0
PDg | 5 | 4 | 24 | 0
PDg | 5 | 5 | 1 | 0
PDg | 5 | 5 | 2 | 0
PDg | 5 | 5 | 3 | 0
PDg | 5 | 5 | 4 | 0
PDg | 5 | 5 | 5 | 0
PDg | 5 | 5 | 6 | 0
PDg | 5 | 5 | 7 | 0
PDg | 5 | 5 | 8 | 0
PDg | 5 | 5 | 9 | 0
PDg | 5 | 5 | 10 | 0
PDg | 5 | 5 | 11 | 0
PDg | 5 | 5 | 12 | 0
PDg | 5 | 5 | 13 | 0
PDg | 5 | 5 | 14 | 0
PDg | 5 | 5 | 15 | 0
PDg | 5 | 5 | 16 | 0
PDg | 5 | 5 | 17 | 0
PDg | 5 | 5 | 18 | 0
PDg | 5 | 5 | 19 | 0
PDg | 5 | 5 | 20 | 0
PDg | 5 | 5 | 21 | 0
PDg | 5 | 5 | 22 | 0
PDg | 5 | 5 | 23 | 0
PDg | 5 | 5 | 24 | 0
PDg | 5 | 6 | 1 | 0
PDg | 5 | 6 | 2 | 0
PDg | 5 | 6 | 3 | 0
PDg | 5 | 6 | 4 | 0
PDg | 5 | 6 | 5 | 0
PDg | 5 | 6 | 6 | 0
PDg | 5 | 6 | 7 | 0
PDg | 5 | 6 | 8 | 0
PDg | 5 | 6 | 9 | 0
PDg | 5 | 6 | 10 | 0
PDg | 5 | 6 | 11 | 0
PDg | 5 | 6 | 12 | 0
PDg | 5 | 6 | 13 | 0
PDg | 5 | 6 | 14 | 0
PDg | 5 | 6 | 15 | 0
PDg | 5 | 6 | 16 | 0
PDg | 5 | 6 | 17 | 0
PDg | 5 | 6 | 18 | 0
PDg | 5 | 6 | 19 | 0
PDg | 5 | 6 | 20 | 0
PDg | 5 | 6 | 21 | 0
PDg | 5 | 6 | 22 | 0
PDg | 5 | 6 | 23 | 0
PDg | 5 | 6 | 24 | 0
PDg | 5 | 7 | 1 | 0
PDg | 5 | 7 | 2 | 0
PDg | 5 | 7 | 3 | 0
PDg | 5 | 7 | 4 | 0
PDg | 5 | 7 | 5 | 0
PDg | 5 | 7 | 6 | 0
PDg | 5 | 7 | 7 | 0
PDg | 5 | 7 | 8 | 0
PDg | 5 | 7 | 9 | 0
PDg | 5 | 7 | 10 | 0
PDg | 5 | 7 | 11 | 0
PDg | 5 | 7 | 12 | 0
PDg | 5 | 7 | 13 | 0
PDg | 5 | 7 | 14 | 0
PDg | 5 | 7 | 15 | 0
PDg | 5 | 7 | 16 | 0
PDg | 5 | 7 | 17 | 0
PDg | 5 | 7 | 18 | 0
PDg | 5 | 7 | 19 | 0
PDg | 5 | 7 | 20 | 0
PDg | 5 | 7 | 21 | 0
PDg | 5 | 7 | 22 | 0
PDg | 5 | 7 | 23 | 0
PDg | 5 | 7 | 24 | 0
PDg | 5 | 8 | 1 | 0
PDg | 5 | 8 | 2 | 0
PDg | 5 | 8 | 3 | 0
PDg | 5 | 8 | 4 | 0
PDg | 5 | 8 | 5 | 0
PDg | 5 | 8 | 6 | 0
PDg | 5 | 8 | 7 | 0
PDg | 5 | 8 | 8 | 0
PDg | 5 | 8 | 9 | 0
PDg | 5 | 8 | 10 | 0
PDg | 5 | 8 | 11 | 0
PDg | 5 | 8 | 12 | 0
PDg | 5 | 8 | 13 | 0
PDg | 5 | 8 | 14 | 0
PDg | 5 | 8 | 15 | 0
PDg | 5 | 8 | 16 | 0
PDg | 5 | 8 | 17 | 0
PDg | 5 | 8 | 18 | 0
PDg | 5 | 8 | 19 | 0
PDg | 5 | 8 | 20 | 0
PDg | 5 | 8 | 21 | 0
PDg | 5 | 8 | 22 | 0
PDg | 5 | 8 | 23 | 0
PDg | 5 | 8 | 24 | 0
PDg | 5 | 9 | 1 | 0
PDg | 5 | 9 | 2 | 0
PDg | 5 | 9 | 3 | 0
PDg | 5 | 9 | 4 | 0
PDg | 5 | 9 | 5 | 0
PDg | 5 | 9 | 6 | 0
PDg | 5 | 9 | 7 | 0
PDg | 5 | 9 | 8 | 0
PDg | 5 | 9 | 9 | 0
PDg | 5 | 9 | 10 | 0
PDg | 5 | 9 | 11 | 0
PDg | 5 | 9 | 12 | 0
PDg | 5 | 9 | 13 | 0
PDg | 5 | 9 | 14 | 0
PDg | 5 | 9 | 15 | 0
PDg | 5 | 9 | 16 | 0
PDg | 5 | 9 | 17 | 0
PDg | 5 | 9 | 18 | 0
PDg | 5 | 9 | 19 | 0
PDg | 5 | 9 | 20 | 0
PDg | 5 | 9 | 21 | 0
PDg | 5 | 9 | 22 | 0
PDg | 5 | 9 | 23 | 0
PDg | 5 | 9 | 24 | 0
PDg | 5 | 10 | 1 | 0
PDg | 5 | 10 | 2 | 0
PDg | 5 | 10 | 3 | 0
PDg | 5 | 10 | 4 | 0
PDg | 5 | 10 | 5 | 0
PDg | 5 | 10 | 6 | 0
PDg | 5 | 10 | 7 | 0
PDg | 5 | 10 | 8 | 0
PDg | 5 | 10 | 9 | 0
PDg | 5 | 10 | 10 | 0
PDg | 5 | 10 | 11 | 0
PDg | 5 | 10 | 12 | 0
PDg | 5 | 10 | 13 | 0
PDg | 5 | 10 | 14 | 0
PDg | 5 | 10 | 15 | 0
PDg | 5 | 10 | 16 | 0
PDg | 5 | 10 | 17 | 0
PDg | 5 | 10 | 18 | 0
PDg | 5 | 10 | 19 | 0
PDg | 5 | 10 | 20 | 0
PDg | 5 | 10 | 21 | 0
PDg | 5 | 10 | 22 | 0
PDg | 5 | 10 | 23 | 0
PDg | 5 | 10 | 24 | 0
PDg | 5 | 11 | 1 | 0
PDg | 5 | 11 | 2 | 0
PDg | 5 | 11 | 3 | 0
PDg | 5 | 11 | 4 | 0
PDg | 5 | 11 | 5 | 0
PDg | 5 | 11 | 6 | 0
PDg | 5 | 11 | 7 | 0
PDg | 5 | 11 | 8 | 0
PDg | 5 | 11 | 9 | 0
PDg | 5 | 11 | 10 | 0
PDg | 5 | 11 | 11 | 0
PDg | 5 | 11 | 12 | 0
PDg | 5 | 11 | 13 | 0
PDg | 5 | 11 | 14 | 0
PDg | 5 | 11 | 15 | 0
PDg | 5 | 11 | 16 | 0
PDg | 5 | 11 | 17 | 0
PDg | 5 | 11 | 18 | 0
PDg | 5 | 11 | 19 | 0
PDg | 5 | 11 | 20 | 0
PDg | 5 | 11 | 21 | 0
PDg | 5 | 11 | 22 | 0
PDg | 5 | 11 | 23 | 0
PDg | 5 | 11 | 24 | 0
PDg | 5 | 12 | 1 | 0
PDg | 5 | 12 | 2 | 0
PDg | 5 | 12 | 3 | 0
PDg | 5 | 12 | 4 | 0
PDg | 5 | 12 | 5 | 0
PDg | 5 | 12 | 6 | 0
PDg | 5 | 12 | 7 | 0
PDg | 5 | 12 | 8 | 0
PDg | 5 | 12 | 9 | 0
PDg | 5 | 12 | 10 | 0
PDg | 5 | 12 | 11 | 0
PDg | 5 | 12 | 12 | 0
PDg | 5 | 12 | 13 | 0
PDg | 5 | 12 | 14 | 0
PDg | 5 | 12 | 15 | 0
PDg | 5 | 12 | 16 | 0
PDg | 5 | 12 | 17 | 0
PDg | 5 | 12 | 18 | 0
PDg | 5 | 12 | 19 | 0
PDg | 5 | 12 | 20 | 0
PDg | 5 | 12 | 21 | 0
PDg | 5 | 12 | 22 | 0
PDg | 5 | 12 | 23 | 0
PDg | 5 | 12 | 24 | 0
PDg | 5 | 13 | 1 | 0
PDg | 5 | 13 | 2 | 0
PDg | 5 | 13 | 3 | 0
PDg | 5 | 13 | 4 | 0
PDg | 5 | 13 | 5 | 0
PDg | 5 | 13 | 6 | 0
PDg | 5 | 13 | 7 | 0
PDg | 5 | 13 | 8 | 0
PDg | 5 | 13 | 9 | 0
PDg | 5 | 13 | 10 | 0
PDg | 5 | 13 | 11 | 0
PDg | 5 | 13 | 12 | 0
PDg | 5 | 13 | 13 | 0
PDg | 5 | 13 | 14 | 0
PDg | 5 | 13 | 15 | 0
PDg | 5 | 13 | 16 | 0
PDg | 5 | 13 | 17 | 0
PDg | 5 | 13 | 18 | 0
PDg | 5 | 13 | 19 | 0
PDg | 5 | 13 | 20 | 0
PDg | 5 | 13 | 21 | 0
PDg | 5 | 13 | 22 | 0
PDg | 5 | 13 | 23 | 0
PDg | 5 | 13 | 24 | 0
PDg | 5 | 14 | 1 | 0
PDg | 5 | 14 | 2 | 0
PDg | 5 | 14 | 3 | 0
PDg | 5 | 14 | 4 | 0
PDg | 5 | 14 | 5 | 0
PDg | 5 | 14 | 6 | 0
PDg | 5 | 14 | 7 | 0
PDg | 5 | 14 | 8 | 0
PDg | 5 | 14 | 9 | 0
PDg | 5 | 14 | 10 | 0
PDg | 5 | 14 | 11 | 0
PDg | 5 | 14 | 12 | 0
PDg | 5 | 14 | 13 | 0
PDg | 5 | 14 | 14 | 0
PDg | 5 | 14 | 15 | 0
PDg | 5 | 14 | 16 | 0
PDg | 5 | 14 | 17 | 0
PDg | 5 | 14 | 18 | 0
PDg | 5 | 14 | 19 | 0
PDg | 5 | 14 | 20 | 0
PDg | 5 | 14 | 21 | 0
PDg | 5 | 14 | 22 | 0
PDg | 5 | 14 | 23 | 0
PDg | 5 | 14 | 24 | 0
PDg | 5 | 15 | 1 | 0
PDg | 5 | 15 | 2 | 0
PDg | 5 | 15 | 3 | 0
PDg | 5 | 15 | 4 | 0
PDg | 5 | 15 | 5 | 0
PDg | 5 | 15 | 6 | 0
PDg | 5 | 15 | 7 | 0
PDg | 5 | 15 | 8 | 0
PDg | 5 | 15 | 9 | 0
PDg | 5 | 15 | 10 | 0
PDg | 5 | 15 | 11 | 0
PDg | 5 | 15 | 12 | 0
PDg | 5 | 15 | 13 | 0
PDg | 5 | 15 | 14 | 0
PDg | 5 | 15 | 15 | 0
PDg | 5 | 15 | 16 | 0
PDg | 5 | 15 | 17 | 0
PDg | 5 | 15 | 18 | 0
PDg | 5 | 15 | 19 | 0
PDg | 5 | 15 | 20 | 0
PDg | 5 | 15 | 21 | 0
PDg | 5 | 15 | 22 | 0
PDg | 5 | 15 | 23 | 0
PDg | 5 | 15 | 24 | 0
PDg | 5 | 16 | 1 | 0
PDg | 5 | 16 | 2 | 0
PDg | 5 | 16 | 3 | 0
PDg | 5 | 16 | 4 | 0
PDg | 5 | 16 | 5 | 0
PDg | 5 | 16 | 6 | 0
PDg | 5 | 16 | 7 | 0
PDg | 5 | 16 | 8 | 0
PDg | 5 | 16 | 9 | 0
PDg | 5 | 16 | 10 | 0
PDg | 5 | 16 | 11 | 0
PDg | 5 | 16 | 12 | 0
PDg | 5 | 16 | 13 | 0
PDg | 5 | 16 | 14 | 0
PDg | 5 | 16 | 15 | 0
PDg | 5 | 16 | 16 | 0
PDg | 5 | 16 | 17 | 0
PDg | 5 | 16 | 18 | 0
PDg | 5 | 16 | 19 | 0
PDg | 5 | 16 | 20 | 0
PDg | 5 | 16 | 21 | 0
PDg | 5 | 16 | 22 | 0
PDg | 5 | 16 | 23 | 0
PDg | 5 | 16 | 24 | 0
PDg | 5 | 17 | 1 | 0
PDg | 5 | 17 | 2 | 0
PDg | 5 | 17 | 3 | 0
PDg | 5 | 17 | 4 | 0
PDg | 5 | 17 | 5 | 0
PDg | 5 | 17 | 6 | 0
PDg | 5 | 17 | 7 | 0
PDg | 5 | 17 | 8 | 0
PDg | 5 | 17 | 9 | 0
PDg | 5 | 17 | 10 | 0
PDg | 5 | 17 | 11 | 0
PDg | 5 | 17 | 12 | 0
PDg | 5 | 17 | 13 | 0
PDg | 5 | 17 | 14 | 0
PDg | 5 | 17 | 15 | 0
PDg | 5 | 17 | 16 | 0
PDg | 5 | 17 | 17 | 0
PDg | 5 | 17 | 18 | 0
PDg | 5 | 17 | 19 | 0
PDg | 5 | 17 | 20 | 0
PDg | 5 | 17 | 21 | 0
PDg | 5 | 17 | 22 | 0
PDg | 5 | 17 | 23 | 0
PDg | 5 | 17 | 24 | 0
PDg | 5 | 18 | 1 | 0
PDg | 5 | 18 | 2 | 0
PDg | 5 | 18 | 3 | 0
PDg | 5 | 18 | 4 | 0
PDg | 5 | 18 | 5 | 0
PDg | 5 | 18 | 6 | 0
PDg | 5 | 18 | 7 | 0
PDg | 5 | 18 | 8 | 0
PDg | 5 | 18 | 9 | 0
PDg | 5 | 18 | 10 | 0
PDg | 5 | 18 | 11 | 0
PDg | 5 | 18 | 12 | 0
PDg | 5 | 18 | 13 | 0
PDg | 5 | 18 | 14 | 0
PDg | 5 | 18 | 15 | 0
PDg | 5 | 18 | 16 | 0
PDg | 5 | 18 | 17 | 0
PDg | 5 | 18 | 18 | 0
PDg | 5 | 18 | 19 | 0
PDg | 5 | 18 | 20 | 0
PDg | 5 | 18 | 21 | 0
PDg | 5 | 18 | 22 | 0
PDg | 5 | 18 | 23 | 0
PDg | 5 | 18 | 24 | 0
PDg | 5 | 19 | 1 | 0
PDg | 5 | 19 | 2 | 0
PDg | 5 | 19 | 3 | 0
PDg | 5 | 19 | 4 | 0
PDg | 5 | 19 | 5 | 0
PDg | 5 | 19 | 6 | 0
PDg | 5 | 19 | 7 | 0
PDg | 5 | 19 | 8 | 0
PDg | 5 | 19 | 9 | 0
PDg | 5 | 19 | 10 | 0
PDg | 5 | 19 | 11 | 0
PDg | 5 | 19 | 12 | 0
PDg | 5 | 19 | 13 | 0
PDg | 5 | 19 | 14 | 0
PDg | 5 | 19 | 15 | 0
PDg | 5 | 19 | 16 | 0
PDg | 5 | 19 | 17 | 0
PDg | 5 | 19 | 18 | 0
PDg | 5 | 19 | 19 | 0
PDg | 5 | 19 | 20 | 0
PDg | 5 | 19 | 21 | 0
PDg | 5 | 19 | 22 | 0
PDg | 5 | 19 | 23 | 0
PDg | 5 | 19 | 24 | 0
PDg | 5 | 20 | 1 | 0
PDg | 5 | 20 | 2 | 0
PDg | 5 | 20 | 3 | 0
PDg | 5 | 20 | 4 | 0
PDg | 5 | 20 | 5 | 0
PDg | 5 | 20 | 6 | 0
PDg | 5 | 20 | 7 | 0.0042158
PDg | 5 | 20 | 8 | 0.020604
PDg | 5 | 20 | 9 | 0.040071
PDg | 5 | 20 | 10 | 0.057207
PDg | 5 | 20 | 11 | 0.060661
PDg | 5 | 20 | 12 | 0.065149
PDg | 5 | 20 | 13 | 0.070148
PDg | 5 | 20 | 14 | 0.066758
PDg | 5 | 20 | 15 | 0.0743
PDg | 5 | 20 | 16 | 0.065358
PDg | 5 | 20 | 17 | 0.052899
PDg | 5 | 20 | 18 | 0.035873
PDg | 5 | 20 | 19 | 0.017083
PDg | 5 | 20 | 20 | 0.0094234
PDg | 5 | 20 | 21 | 0.006979
PDg | 5 | 20 | 22 | 0.0033372
PDg | 5 | 20 | 23 | 0.0015269
PDg | 5 | 20 | 24 | 0
PDg | 5 | 21 | 1 | 0
PDg | 5 | 21 | 2 | 0
PDg | 5 | 21 | 3 | 0
PDg | 5 | 21 | 4 | 0
PDg | 5 | 21 | 5 | 0
PDg | 5 | 21 | 6 | 0
PDg | 5 | 21 | 7 | 0
PDg | 5 | 21 | 8 | 0
PDg | 5 | 21 | 9 | 0
PDg | 5 | 21 | 10 | 0
PDg | 5 | 21 | 11 | 0
PDg | 5 | 21 | 12 | 0
PDg | 5 | 21 | 13 | 0
PDg | 5 | 21 | 14 | 0
PDg | 5 | 21 | 15 | 0
PDg | 5 | 21 | 16 | 0
PDg | 5 | 21 | 17 | 0
PDg | 5 | 21 | 18 | 0
PDg | 5 | 21 | 19 | 0
PDg | 5 | 21 | 20 | 0
PDg | 5 | 21 | 21 | 0
PDg | 5 | 21 | 22 | 0
PDg | 5 | 21 | 23 | 0
PDg | 5 | 21 | 24 | 0
PDg | 5 | 22 | 1 | 0
PDg | 5 | 22 | 2 | 0
PDg | 5 | 22 | 3 | 0
PDg | 5 | 22 | 4 | 0
PDg | 5 | 22 | 5 | 0
PDg | 5 | 22 | 6 | 0
PDg | 5 | 22 | 7 | 0
PDg | 5 | 22 | 8 | 0
PDg | 5 | 22 | 9 | 0
PDg | 5 | 22 | 10 | 0
PDg | 5 | 22 | 11 | 0
PDg | 5 | 22 | 12 | 0
PDg | 5 | 22 | 13 | 0
PDg | 5 | 22 | 14 | 0
PDg | 5 | 22 | 15 | 0
PDg | 5 | 22 | 16 | 0
PDg | 5 | 22 | 17 | 0
PDg | 5 | 22 | 18 | 0
PDg | 5 | 22 | 19 | 0
PDg | 5 | 22 | 20 | 0
PDg | 5 | 22 | 21 | 0
PDg | 5 | 22 | 22 | 0
PDg | 5 | 22 | 23 | 0
PDg | 5 | 22 | 24 | 0
PDg | 5 | 23 | 1 | 0
PDg | 5 | 23 | 2 | 0
PDg | 5 | 23 | 3 | 0
PDg | 5 | 23 | 4 | 0
PDg | 5 | 23 | 5 | 0
PDg | 5 | 23 | 6 | 0
PDg | 5 | 23 | 7 | 0
PDg | 5 | 23 | 8 | 0
PDg | 5 | 23 | 9 | 0
PDg | 5 | 23 | 10 | 0
PDg | 5 | 23 | 11 | 0
PDg | 5 | 23 | 12 | 0
PDg | 5 | 23 | 13 | 0
PDg | 5 | 23 | 14 | 0
PDg | 5 | 23 | 15 | 0
PDg | 5 | 23 | 16 | 0
PDg | 5 | 23 | 17 | 0
PDg | 5 | 23 | 18 | 0
PDg | 5 | 23 | 19 | 0
PDg | 5 | 23 | 20 | 0
PDg | 5 | 23 | 21 | 0
PDg | 5 | 23 | 22 | 0
PDg | 5 | 23 | 23 | 0
PDg | 5 | 23 | 24 | 0
PDg | 5 | 24 | 1 | 0
PDg | 5 | 24 | 2 | 0
PDg | 5 | 24 | 3 | 0
PDg | 5 | 24 | 4 | 0
PDg | 5 | 24 | 5 | 0
PDg | 5 | 24 | 6 | 0
PDg | 5 | 24 | 7 | 0
PDg | 5 | 24 | 8 | 0
PDg | 5 | 24 | 9 | 0
PDg | 5 | 24 | 10 | 0
PDg | 5 | 24 | 11 | 0
PDg | 5 | 24 | 12 | 0
PDg | 5 | 24 | 13 | 0
PDg | 5 | 24 | 14 | 0
PDg | 5 | 24 | 15 | 0
PDg | 5 | 24 | 16 | 0
PDg | 5 | 24 | 17 | 0
PDg | 5 | 24 | 18 | 0
PDg | 5 | 24 | 19 | 0
PDg | 5 | 24 | 20 | 0
PDg | 5 | 24 | 21 | 0
PDg | 5 | 24 | 22 | 0
PDg | 5 | 24 | 23 | 0
PDg | 5 | 24 | 24 | 0
PDg | 5 | 25 | 1 | 0
PDg | 5 | 25 | 2 | 0
PDg | 5 | 25 | 3 | 0
PDg | 5 | 25 | 4 | 0
PDg | 5 | 25 | 5 | 0
PDg | 5 | 25 | 6 | 0
PDg | 5 | 25 | 7 | 0
PDg | 5 | 25 | 8 | 0
PDg | 5 | 25 | 9 | 0
PDg | 5 | 25 | 10 | 0
PDg | 5 | 25 | 11 | 0
PDg | 5 | 25 | 12 | 0
PDg | 5 | 25 | 13 | 0
PDg | 5 | 25 | 14 | 0
PDg | 5 | 25 | 15 | 0
PDg | 5 | 25 | 16 | 0
PDg | 5 | 25 | 17 | 0
PDg | 5 | 25 | 18 | 0
PDg | 5 | 25 | 19 | 0
PDg | 5 | 25 | 20 | 0
PDg | 5 | 25 | 21 | 0
PDg | 5 | 25 | 22 | 0
PDg | 5 | 25 | 23 | 0
PDg | 5 | 25 | 24 | 0
PDg | 5 | 26 | 1 | 0
PDg | 5 | 26 | 2 | 0
PDg | 5 | 26 | 3 | 0
PDg | 5 | 26 | 4 | 0
PDg | 5 | 26 | 5 | 0
PDg | 5 | 26 | 6 | 0
PDg | 5 | 26 | 7 | 0
PDg | 5 | 26 | 8 | 0
PDg | 5 | 26 | 9 | 0
PDg | 5 | 26 | 10 | 0
PDg | 5 | 26 | 11 | 0
PDg | 5 | 26 | 12 | 0
PDg | 5 | 26 | 13 | 0
PDg | 5 | 26 | 14 | 0
PDg | 5 | 26 | 15 | 0
PDg | 5 | 26 | 16 | 0
PDg | 5 | 26 | 17 | 0
PDg | 5 | 26 | 18 | 0
PDg | 5 | 26 | 19 | 0
PDg | 5 | 26 | 20 | 0
PDg | 5 | 26 | 21 | 0
PDg | 5 | 26 | 22 | 0
PDg | 5 | 26 | 23 | 0
PDg | 5 | 26 | 24 | 0
PDg | 5 | 27 | 1 | 0
PDg | 5 | 27 | 2 | 0
PDg | 5 | 27 | 3 | 0
PDg | 5 | 27 | 4 | 0
PDg | 5 | 27 | 5 | 0
PDg | 5 | 27 | 6 | 0
PDg | 5 | 27 | 7 | 0
PDg | 5 | 27 | 8 | 0
PDg | 5 | 27 | 9 | 0
PDg | 5 | 27 | 10 | 0
PDg | 5 | 27 | 11 | 0
PDg | 5 | 27 | 12 | 0
PDg | 5 | 27 | 13 | 0
PDg | 5 | 27 | 14 | 0
PDg | 5 | 27 | 15 | 0
PDg | 5 | 27 | 16 | 0
PDg | 5 | 27 | 17 | 0
PDg | 5 | 27 | 18 | 0
PDg | 5 | 27 | 19 | 0
PDg | 5 | 27 | 20 | 0
PDg | 5 | 27 | 21 | 0
PDg | 5 | 27 | 22 | 0
PDg | 5 | 27 | 23 | 0
PDg | 5 | 27 | 24 | 0
PDg | 5 | 28 | 1 | 0
PDg | 5 | 28 | 2 | 0
PDg | 5 | 28 | 3 | 0
PDg | 5 | 28 | 4 | 0
PDg | 5 | 28 | 5 | 0
PDg | 5 | 28 | 6 | 0
PDg | 5 | 28 | 7 | 0
PDg | 5 | 28 | 8 | 0
PDg | 5 | 28 | 9 | 0
PDg | 5 | 28 | 10 | 0
PDg | 5 | 28 | 11 | 0
PDg | 5 | 28 | 12 | 0
PDg | 5 | 28 | 13 | 0
PDg | 5 | 28 | 14 | 0
PDg | 5 | 28 | 15 | 0
PDg | 5 | 28 | 16 | 0
PDg | 5 | 28 | 17 | 0
PDg | 5 | 28 | 18 | 0
PDg | 5 | 28 | 19 | 0
PDg | 5 | 28 | 20 | 0
PDg | 5 | 28 | 21 | 0
PDg | 5 | 28 | 22 | 0
PDg | 5 | 28 | 23 | 0
PDg | 5 | 28 | 24 | 0
PDg | 5 | 29 | 1 | 0
PDg | 5 | 29 | 2 | 0
PDg | 5 | 29 | 3 | 0
PDg | 5 | 29 | 4 | 0
PDg | 5 | 29 | 5 | 0
PDg | 5 | 29 | 6 | 0
PDg | 5 | 29 | 7 | 0
PDg | 5 | 29 | 8 | 0
PDg | 5 | 29 | 9 | 0
PDg | 5 | 29 | 10 | 0
PDg | 5 | 29 | 11 | 0
PDg | 5 | 29 | 12 | 0
PDg | 5 | 29 | 13 | 0
PDg | 5 | 29 | 14 | 0
PDg | 5 | 29 | 15 | 0
PDg | 5 | 29 | 16 | 0
PDg | 5 | 29 | 17 | 0
PDg | 5 | 29 | 18 | 0
PDg | 5 | 29 | 19 | 0
PDg | 5 | 29 | 20 | 0
PDg | 5 | 29 | 21 | 0
PDg | 5 | 29 | 22 | 0
PDg | 5 | 29 | 23 | 0
PDg | 5 | 29 | 24 | 0
PDg | 5 | 30 | 1 | 0
PDg | 5 | 30 | 2 | 0
PDg | 5 | 30 | 3 | 0
PDg | 5 | 30 | 4 | 0
PDg | 5 | 30 | 5 | 0
PDg | 5 | 30 | 6 | 0
PDg | 5 | 30 | 7 | 0
PDg | 5 | 30 | 8 | 0
PDg | 5 | 30 | 9 | 0
PDg | 5 | 30 | 10 | 0
PDg | 5 | 30 | 11 | 0
PDg | 5 | 30 | 12 | 0
PDg | 5 | 30 | 13 | 0
PDg | 5 | 30 | 14 | 0
PDg | 5 | 30 | 15 | 0
PDg | 5 | 30 | 16 | 0
PDg | 5 | 30 | 17 | 0
PDg | 5 | 30 | 18 | 0
PDg | 5 | 30 | 19 | 0
PDg | 5 | 30 | 20 | 0
PDg | 5 | 30 | 21 | 0
PDg | 5 | 30 | 22 | 0
PDg | 5 | 30 | 23 | 0
PDg | 5 | 30 | 24 | 0
PDg | 5 | 31 | 1 | 0
PDg | 5 | 31 | 2 | 0
PDg | 5 | 31 | 3 | 0
PDg | 5 | 31 | 4 | 0
PDg | 5 | 31 | 5 | 0
PDg | 5 | 31 | 6 | 0
PDg | 5 | 31 | 7 | 0
PDg | 5 | 31 | 8 | 0
PDg | 5 | 31 | 9 | 0
PDg | 5 | 31 | 10 | 0
PDg | 5 | 31 | 11 | 0
PDg | 5 | 31 | 12 | 0
PDg | 5 | 31 | 13 | 0
PDg | 5 | 31 | 14 | 0
PDg | 5 | 31 | 15 | 0
PDg | 5 | 31 | 16 | 0
PDg | 5 | 31 | 17 | 0
PDg | 5 | 31 | 18 | 0
PDg | 5 | 31 | 19 | 0
PDg | 5 | 31 | 20 | 0
PDg | 5 | 31 | 21 | 0
PDg | 5 | 31 | 22 | 0
PDg | 5 | 31 | 23 | 0
PDg | 5 | 31 | 24 | 0
PDg | 5 | 32 | 1 | 0
PDg | 5 | 32 | 2 | 0
PDg | 5 | 32 | 3 | 0
PDg | 5 | 32 | 4 | 0
PDg | 5 | 32 | 5 | 0
PDg | 5 | 32 | 6 | 0
PDg | 5 | 32 | 7 | 0
PDg | 5 | 32 | 8 | 0
PDg | 5 | 32 | 9 | 0
PDg | 5 | 32 | 10 | 0
PDg | 5 | 32 | 11 | 0
PDg | 5 | 32 | 12 | 0
PDg | 5 | 32 | 13 | 0
PDg | 5 | 32 | 14 | 0
PDg | 5 | 32 | 15 | 0
PDg | 5 | 32 | 16 | 0
PDg | 5 | 32 | 17 | 0
PDg | 5 | 32 | 18 | 0
PDg | 5 | 32 | 19 | 0
PDg | 5 | 32 | 20 | 0
PDg | 5 | 32 | 21 | 0
PDg | 5 | 32 | 22 | 0
PDg | 5 | 32 | 23 | 0
PDg | 5 | 32 | 24 | 0
PDg | 5 | 33 | 1 | 0
PDg | 5 | 33 | 2 | 0
PDg | 5 | 33 | 3 | 0
PDg | 5 | 33 | 4 | 0
PDg | 5 | 33 | 5 | 0
PDg | 5 | 33 | 6 | 0
PDg | 5 | 33 | 7 | 0
PDg | 5 | 33 | 8 | 0
PDg | 5 | 33 | 9 | 0
PDg | 5 | 33 | 10 | 0
PDg | 5 | 33 | 11 | 0
PDg | 5 | 33 | 12 | 0
PDg | 5 | 33 | 13 | 0
PDg | 5 | 33 | 14 | 0
PDg | 5 | 33 | 15 | 0
PDg | 5 | 33 | 16 | 0
PDg | 5 | 33 | 17 | 0
PDg | 5 | 33 | 18 | 0
PDg | 5 | 33 | 19 | 0
PDg | 5 | 33 | 20 | 0
PDg | 5 | 33 | 21 | 0
PDg | 5 | 33 | 22 | 0
PDg | 5 | 33 | 23 | 0
PDg | 5 | 33 | 24 | 0

## QDg
Variable_name | Index: Gens | Index: Buses | Index: Times | Value
QDg | 1 | 1 | 1 | 0
QDg | 1 | 1 | 2 | 0
QDg | 1 | 1 | 3 | 0
QDg | 1 | 1 | 4 | 0
QDg | 1 | 1 | 5 | 0
QDg | 1 | 1 | 6 | 0
QDg | 1 | 1 | 7 | 0
QDg | 1 | 1 | 8 | 0
QDg | 1 | 1 | 9 | 0
QDg | 1 | 1 | 10 | 0
QDg | 1 | 1 | 11 | 0
QDg | 1 | 1 | 12 | 0
QDg | 1 | 1 | 13 | 0
QDg | 1 | 1 | 14 | 0
QDg | 1 | 1 | 15 | 0
QDg | 1 | 1 | 16 | 0
QDg | 1 | 1 | 17 | 0
QDg | 1 | 1 | 18 | 0
QDg | 1 | 1 | 19 | 0
QDg | 1 | 1 | 20 | 0
QDg | 1 | 1 | 21 | 0
QDg | 1 | 1 | 22 | 0
QDg | 1 | 1 | 23 | 0
QDg | 1 | 1 | 24 | 0
QDg | 1 | 2 | 1 | 0
QDg | 1 | 2 | 2 | 0
QDg | 1 | 2 | 3 | 0
QDg | 1 | 2 | 4 | 0
QDg | 1 | 2 | 5 | 0
QDg | 1 | 2 | 6 | 0
QDg | 1 | 2 | 7 | 0
QDg | 1 | 2 | 8 | 0
QDg | 1 | 2 | 9 | 0
QDg | 1 | 2 | 10 | 0
QDg | 1 | 2 | 11 | 0
QDg | 1 | 2 | 12 | 0
QDg | 1 | 2 | 13 | 0
QDg | 1 | 2 | 14 | 0
QDg | 1 | 2 | 15 | 0
QDg | 1 | 2 | 16 | 0
QDg | 1 | 2 | 17 | 0
QDg | 1 | 2 | 18 | 0
QDg | 1 | 2 | 19 | 0
QDg | 1 | 2 | 20 | 0
QDg | 1 | 2 | 21 | 0
QDg | 1 | 2 | 22 | 0
QDg | 1 | 2 | 23 | 0
QDg | 1 | 2 | 24 | 0
QDg | 1 | 3 | 1 | 0
QDg | 1 | 3 | 2 | 0
QDg | 1 | 3 | 3 | 0
QDg | 1 | 3 | 4 | 0
QDg | 1 | 3 | 5 | 0
QDg | 1 | 3 | 6 | 0
QDg | 1 | 3 | 7 | 0
QDg | 1 | 3 | 8 | 0
QDg | 1 | 3 | 9 | 0
QDg | 1 | 3 | 10 | 0
QDg | 1 | 3 | 11 | 0
QDg | 1 | 3 | 12 | 0
QDg | 1 | 3 | 13 | 0
QDg | 1 | 3 | 14 | 0
QDg | 1 | 3 | 15 | 0
QDg | 1 | 3 | 16 | 0
QDg | 1 | 3 | 17 | 0
QDg | 1 | 3 | 18 | 0
QDg | 1 | 3 | 19 | 0
QDg | 1 | 3 | 20 | 0
QDg | 1 | 3 | 21 | 0
QDg | 1 | 3 | 22 | 0
QDg | 1 | 3 | 23 | 0
QDg | 1 | 3 | 24 | 0
QDg | 1 | 4 | 1 | 0
QDg | 1 | 4 | 2 | 0
QDg | 1 | 4 | 3 | 0
QDg | 1 | 4 | 4 | 0
QDg | 1 | 4 | 5 | 0
QDg | 1 | 4 | 6 | 0
QDg | 1 | 4 | 7 | 0
QDg | 1 | 4 | 8 | 0
QDg | 1 | 4 | 9 | 0
QDg | 1 | 4 | 10 | 0
QDg | 1 | 4 | 11 | 0
QDg | 1 | 4 | 12 | 0
QDg | 1 | 4 | 13 | 0
QDg | 1 | 4 | 14 | 0
QDg | 1 | 4 | 15 | 0
QDg | 1 | 4 | 16 | 0
QDg | 1 | 4 | 17 | 0
QDg | 1 | 4 | 18 | 0
QDg | 1 | 4 | 19 | 0
QDg | 1 | 4 | 20 | 0
QDg | 1 | 4 | 21 | 0
QDg | 1 | 4 | 22 | 0
QDg | 1 | 4 | 23 | 0
QDg | 1 | 4 | 24 | 0
QDg | 1 | 5 | 1 | 0
QDg | 1 | 5 | 2 | 0
QDg | 1 | 5 | 3 | 0
QDg | 1 | 5 | 4 | 0
QDg | 1 | 5 | 5 | 0
QDg | 1 | 5 | 6 | 0
QDg | 1 | 5 | 7 | 0
QDg | 1 | 5 | 8 | 0
QDg | 1 | 5 | 9 | 0
QDg | 1 | 5 | 10 | 0
QDg | 1 | 5 | 11 | 0
QDg | 1 | 5 | 12 | 0
QDg | 1 | 5 | 13 | 0
QDg | 1 | 5 | 14 | 0
QDg | 1 | 5 | 15 | 0
QDg | 1 | 5 | 16 | 0
QDg | 1 | 5 | 17 | 0
QDg | 1 | 5 | 18 | 0
QDg | 1 | 5 | 19 | 0
QDg | 1 | 5 | 20 | 0
QDg | 1 | 5 | 21 | 0
QDg | 1 | 5 | 22 | 0
QDg | 1 | 5 | 23 | 0
QDg | 1 | 5 | 24 | 0
QDg | 1 | 6 | 1 | 0
QDg | 1 | 6 | 2 | 0
QDg | 1 | 6 | 3 | 0
QDg | 1 | 6 | 4 | 0
QDg | 1 | 6 | 5 | 0
QDg | 1 | 6 | 6 | 0
QDg | 1 | 6 | 7 | 0
QDg | 1 | 6 | 8 | 0
QDg | 1 | 6 | 9 | 0
QDg | 1 | 6 | 10 | 0
QDg | 1 | 6 | 11 | 0
QDg | 1 | 6 | 12 | 0
QDg | 1 | 6 | 13 | 0
QDg | 1 | 6 | 14 | 0
QDg | 1 | 6 | 15 | 0
QDg | 1 | 6 | 16 | 0
QDg | 1 | 6 | 17 | 0
QDg | 1 | 6 | 18 | 0
QDg | 1 | 6 | 19 | 0
QDg | 1 | 6 | 20 | 0
QDg | 1 | 6 | 21 | 0
QDg | 1 | 6 | 22 | 0
QDg | 1 | 6 | 23 | 0
QDg | 1 | 6 | 24 | 0
QDg | 1 | 7 | 1 | 0
QDg | 1 | 7 | 2 | 0
QDg | 1 | 7 | 3 | 0
QDg | 1 | 7 | 4 | 0
QDg | 1 | 7 | 5 | 0
QDg | 1 | 7 | 6 | 0
QDg | 1 | 7 | 7 | 0
QDg | 1 | 7 | 8 | 0
QDg | 1 | 7 | 9 | 0
QDg | 1 | 7 | 10 | 0
QDg | 1 | 7 | 11 | 0
QDg | 1 | 7 | 12 | 0
QDg | 1 | 7 | 13 | 0
QDg | 1 | 7 | 14 | 0
QDg | 1 | 7 | 15 | 0
QDg | 1 | 7 | 16 | 0
QDg | 1 | 7 | 17 | 0
QDg | 1 | 7 | 18 | 0
QDg | 1 | 7 | 19 | 0
QDg | 1 | 7 | 20 | 0
QDg | 1 | 7 | 21 | 0
QDg | 1 | 7 | 22 | 0
QDg | 1 | 7 | 23 | 0
QDg | 1 | 7 | 24 | 0
QDg | 1 | 8 | 1 | 0
QDg | 1 | 8 | 2 | 0
QDg | 1 | 8 | 3 | 0
QDg | 1 | 8 | 4 | 0
QDg | 1 | 8 | 5 | 0
QDg | 1 | 8 | 6 | 0
QDg | 1 | 8 | 7 | 0
QDg | 1 | 8 | 8 | 0
QDg | 1 | 8 | 9 | 0
QDg | 1 | 8 | 10 | 0
QDg | 1 | 8 | 11 | 0
QDg | 1 | 8 | 12 | 0
QDg | 1 | 8 | 13 | 0
QDg | 1 | 8 | 14 | 0
QDg | 1 | 8 | 15 | 0
QDg | 1 | 8 | 16 | 0
QDg | 1 | 8 | 17 | 0
QDg | 1 | 8 | 18 | 0
QDg | 1 | 8 | 19 | 0
QDg | 1 | 8 | 20 | 0
QDg | 1 | 8 | 21 | 0
QDg | 1 | 8 | 22 | 0
QDg | 1 | 8 | 23 | 0
QDg | 1 | 8 | 24 | 0
QDg | 1 | 9 | 1 | 0
QDg | 1 | 9 | 2 | 0
QDg | 1 | 9 | 3 | 0
QDg | 1 | 9 | 4 | 0
QDg | 1 | 9 | 5 | 0
QDg | 1 | 9 | 6 | 0
QDg | 1 | 9 | 7 | 0
QDg | 1 | 9 | 8 | 0
QDg | 1 | 9 | 9 | 0
QDg | 1 | 9 | 10 | 0
QDg | 1 | 9 | 11 | 0
QDg | 1 | 9 | 12 | 0
QDg | 1 | 9 | 13 | 0
QDg | 1 | 9 | 14 | 0
QDg | 1 | 9 | 15 | 0
QDg | 1 | 9 | 16 | 0
QDg | 1 | 9 | 17 | 0
QDg | 1 | 9 | 18 | 0
QDg | 1 | 9 | 19 | 0
QDg | 1 | 9 | 20 | 0
QDg | 1 | 9 | 21 | 0
QDg | 1 | 9 | 22 | 0
QDg | 1 | 9 | 23 | 0
QDg | 1 | 9 | 24 | 0
QDg | 1 | 10 | 1 | 0
QDg | 1 | 10 | 2 | 0
QDg | 1 | 10 | 3 | 0
QDg | 1 | 10 | 4 | 0
QDg | 1 | 10 | 5 | 0
QDg | 1 | 10 | 6 | 0
QDg | 1 | 10 | 7 | 0
QDg | 1 | 10 | 8 | 0
QDg | 1 | 10 | 9 | 0
QDg | 1 | 10 | 10 | 0
QDg | 1 | 10 | 11 | 0
QDg | 1 | 10 | 12 | 0
QDg | 1 | 10 | 13 | 0
QDg | 1 | 10 | 14 | 0
QDg | 1 | 10 | 15 | 0
QDg | 1 | 10 | 16 | 0
QDg | 1 | 10 | 17 | 0
QDg | 1 | 10 | 18 | 0
QDg | 1 | 10 | 19 | 0
QDg | 1 | 10 | 20 | 0
QDg | 1 | 10 | 21 | 0
QDg | 1 | 10 | 22 | 0
QDg | 1 | 10 | 23 | 0
QDg | 1 | 10 | 24 | 0
QDg | 1 | 11 | 1 | 0
QDg | 1 | 11 | 2 | 0
QDg | 1 | 11 | 3 | 0
QDg | 1 | 11 | 4 | 0
QDg | 1 | 11 | 5 | 0
QDg | 1 | 11 | 6 | 0
QDg | 1 | 11 | 7 | 0
QDg | 1 | 11 | 8 | 0
QDg | 1 | 11 | 9 | 0
QDg | 1 | 11 | 10 | 0
QDg | 1 | 11 | 11 | 0
QDg | 1 | 11 | 12 | 0
QDg | 1 | 11 | 13 | 0
QDg | 1 | 11 | 14 | 0
QDg | 1 | 11 | 15 | 0
QDg | 1 | 11 | 16 | 0
QDg | 1 | 11 | 17 | 0
QDg | 1 | 11 | 18 | 0
QDg | 1 | 11 | 19 | 0
QDg | 1 | 11 | 20 | 0
QDg | 1 | 11 | 21 | 0
QDg | 1 | 11 | 22 | 0
QDg | 1 | 11 | 23 | 0
QDg | 1 | 11 | 24 | 0
QDg | 1 | 12 | 1 | 0
QDg | 1 | 12 | 2 | 0
QDg | 1 | 12 | 3 | 0
QDg | 1 | 12 | 4 | 0
QDg | 1 | 12 | 5 | 0
QDg | 1 | 12 | 6 | 0
QDg | 1 | 12 | 7 | 0
QDg | 1 | 12 | 8 | 0
QDg | 1 | 12 | 9 | 0
QDg | 1 | 12 | 10 | 0
QDg | 1 | 12 | 11 | 0
QDg | 1 | 12 | 12 | 0
QDg | 1 | 12 | 13 | 0
QDg | 1 | 12 | 14 | 0
QDg | 1 | 12 | 15 | 0
QDg | 1 | 12 | 16 | 0
QDg | 1 | 12 | 17 | 0
QDg | 1 | 12 | 18 | 0
QDg | 1 | 12 | 19 | 0
QDg | 1 | 12 | 20 | 0
QDg | 1 | 12 | 21 | 0
QDg | 1 | 12 | 22 | 0
QDg | 1 | 12 | 23 | 0
QDg | 1 | 12 | 24 | 0
QDg | 1 | 13 | 1 | 0
QDg | 1 | 13 | 2 | 0
QDg | 1 | 13 | 3 | 0
QDg | 1 | 13 | 4 | 0
QDg | 1 | 13 | 5 | 0
QDg | 1 | 13 | 6 | 0
QDg | 1 | 13 | 7 | 0
QDg | 1 | 13 | 8 | 0
QDg | 1 | 13 | 9 | 0
QDg | 1 | 13 | 10 | 0
QDg | 1 | 13 | 11 | 0
QDg | 1 | 13 | 12 | 0
QDg | 1 | 13 | 13 | 0
QDg | 1 | 13 | 14 | 0
QDg | 1 | 13 | 15 | 0
QDg | 1 | 13 | 16 | 0
QDg | 1 | 13 | 17 | 0
QDg | 1 | 13 | 18 | 0
QDg | 1 | 13 | 19 | 0
QDg | 1 | 13 | 20 | 0
QDg | 1 | 13 | 21 | 0
QDg | 1 | 13 | 22 | 0
QDg | 1 | 13 | 23 | 0
QDg | 1 | 13 | 24 | 0
QDg | 1 | 14 | 1 | 0
QDg | 1 | 14 | 2 | 0
QDg | 1 | 14 | 3 | 0
QDg | 1 | 14 | 4 | 0
QDg | 1 | 14 | 5 | 0
QDg | 1 | 14 | 6 | 0
QDg | 1 | 14 | 7 | 0
QDg | 1 | 14 | 8 | 0
QDg | 1 | 14 | 9 | 0
QDg | 1 | 14 | 10 | 0
QDg | 1 | 14 | 11 | 0
QDg | 1 | 14 | 12 | 0
QDg | 1 | 14 | 13 | 0
QDg | 1 | 14 | 14 | 0
QDg | 1 | 14 | 15 | 0
QDg | 1 | 14 | 16 | 0
QDg | 1 | 14 | 17 | 0
QDg | 1 | 14 | 18 | 0
QDg | 1 | 14 | 19 | 0
QDg | 1 | 14 | 20 | 0
QDg | 1 | 14 | 21 | 0
QDg | 1 | 14 | 22 | 0
QDg | 1 | 14 | 23 | 0
QDg | 1 | 14 | 24 | 0
QDg | 1 | 15 | 1 | 0
QDg | 1 | 15 | 2 | 0
QDg | 1 | 15 | 3 | 0
QDg | 1 | 15 | 4 | 0
QDg | 1 | 15 | 5 | 0
QDg | 1 | 15 | 6 | 0
QDg | 1 | 15 | 7 | 0
QDg | 1 | 15 | 8 | 0
QDg | 1 | 15 | 9 | 0
QDg | 1 | 15 | 10 | 0
QDg | 1 | 15 | 11 | 0
QDg | 1 | 15 | 12 | 0
QDg | 1 | 15 | 13 | 0
QDg | 1 | 15 | 14 | 0
QDg | 1 | 15 | 15 | 0
QDg | 1 | 15 | 16 | 0
QDg | 1 | 15 | 17 | 0
QDg | 1 | 15 | 18 | 0
QDg | 1 | 15 | 19 | 0
QDg | 1 | 15 | 20 | 0
QDg | 1 | 15 | 21 | 0
QDg | 1 | 15 | 22 | 0
QDg | 1 | 15 | 23 | 0
QDg | 1 | 15 | 24 | 0
QDg | 1 | 16 | 1 | 0
QDg | 1 | 16 | 2 | 0
QDg | 1 | 16 | 3 | 0
QDg | 1 | 16 | 4 | 0
QDg | 1 | 16 | 5 | 0
QDg | 1 | 16 | 6 | 0
QDg | 1 | 16 | 7 | 0
QDg | 1 | 16 | 8 | 0
QDg | 1 | 16 | 9 | 0
QDg | 1 | 16 | 10 | 0
QDg | 1 | 16 | 11 | 0
QDg | 1 | 16 | 12 | 0
QDg | 1 | 16 | 13 | 0
QDg | 1 | 16 | 14 | 0
QDg | 1 | 16 | 15 | 0
QDg | 1 | 16 | 16 | 0
QDg | 1 | 16 | 17 | 0
QDg | 1 | 16 | 18 | 0
QDg | 1 | 16 | 19 | 0
QDg | 1 | 16 | 20 | 0
QDg | 1 | 16 | 21 | 0
QDg | 1 | 16 | 22 | 0
QDg | 1 | 16 | 23 | 0
QDg | 1 | 16 | 24 | 0
QDg | 1 | 17 | 1 | 0
QDg | 1 | 17 | 2 | 0
QDg | 1 | 17 | 3 | 0
QDg | 1 | 17 | 4 | 0
QDg | 1 | 17 | 5 | 0
QDg | 1 | 17 | 6 | 0
QDg | 1 | 17 | 7 | 0
QDg | 1 | 17 | 8 | 0
QDg | 1 | 17 | 9 | 0
QDg | 1 | 17 | 10 | 0
QDg | 1 | 17 | 11 | 0
QDg | 1 | 17 | 12 | 0
QDg | 1 | 17 | 13 | 0
QDg | 1 | 17 | 14 | 0
QDg | 1 | 17 | 15 | 0
QDg | 1 | 17 | 16 | 0
QDg | 1 | 17 | 17 | 0
QDg | 1 | 17 | 18 | 0
QDg | 1 | 17 | 19 | 0
QDg | 1 | 17 | 20 | 0
QDg | 1 | 17 | 21 | 0
QDg | 1 | 17 | 22 | 0
QDg | 1 | 17 | 23 | 0
QDg | 1 | 17 | 24 | 0
QDg | 1 | 18 | 1 | 0
QDg | 1 | 18 | 2 | 0
QDg | 1 | 18 | 3 | 0
QDg | 1 | 18 | 4 | 0
QDg | 1 | 18 | 5 | 0
QDg | 1 | 18 | 6 | 0
QDg | 1 | 18 | 7 | 0
QDg | 1 | 18 | 8 | 0
QDg | 1 | 18 | 9 | 0
QDg | 1 | 18 | 10 | 0
QDg | 1 | 18 | 11 | 0
QDg | 1 | 18 | 12 | 0
QDg | 1 | 18 | 13 | 0
QDg | 1 | 18 | 14 | 0
QDg | 1 | 18 | 15 | 0
QDg | 1 | 18 | 16 | 0
QDg | 1 | 18 | 17 | 0
QDg | 1 | 18 | 18 | 0
QDg | 1 | 18 | 19 | 0
QDg | 1 | 18 | 20 | 0
QDg | 1 | 18 | 21 | 0
QDg | 1 | 18 | 22 | 0
QDg | 1 | 18 | 23 | 0
QDg | 1 | 18 | 24 | 0
QDg | 1 | 19 | 1 | 0
QDg | 1 | 19 | 2 | 0
QDg | 1 | 19 | 3 | 0
QDg | 1 | 19 | 4 | 0
QDg | 1 | 19 | 5 | 0
QDg | 1 | 19 | 6 | 0
QDg | 1 | 19 | 7 | 0
QDg | 1 | 19 | 8 | 0
QDg | 1 | 19 | 9 | 0
QDg | 1 | 19 | 10 | 0
QDg | 1 | 19 | 11 | 0
QDg | 1 | 19 | 12 | 0
QDg | 1 | 19 | 13 | 0
QDg | 1 | 19 | 14 | 0
QDg | 1 | 19 | 15 | 0
QDg | 1 | 19 | 16 | 0
QDg | 1 | 19 | 17 | 0
QDg | 1 | 19 | 18 | 0
QDg | 1 | 19 | 19 | 0
QDg | 1 | 19 | 20 | 0
QDg | 1 | 19 | 21 | 0
QDg | 1 | 19 | 22 | 0
QDg | 1 | 19 | 23 | 0
QDg | 1 | 19 | 24 | 0
QDg | 1 | 20 | 1 | 0
QDg | 1 | 20 | 2 | 0
QDg | 1 | 20 | 3 | 0
QDg | 1 | 20 | 4 | 0
QDg | 1 | 20 | 5 | 0
QDg | 1 | 20 | 6 | 0
QDg | 1 | 20 | 7 | 0
QDg | 1 | 20 | 8 | 0
QDg | 1 | 20 | 9 | 0
QDg | 1 | 20 | 10 | 0
QDg | 1 | 20 | 11 | 0
QDg | 1 | 20 | 12 | 0
QDg | 1 | 20 | 13 | 0
QDg | 1 | 20 | 14 | 0
QDg | 1 | 20 | 15 | 0
QDg | 1 | 20 | 16 | 0
QDg | 1 | 20 | 17 | 0
QDg | 1 | 20 | 18 | 0
QDg | 1 | 20 | 19 | 0
QDg | 1 | 20 | 20 | 0
QDg | 1 | 20 | 21 | 0
QDg | 1 | 20 | 22 | 0
QDg | 1 | 20 | 23 | 0
QDg | 1 | 20 | 24 | 0
QDg | 1 | 21 | 1 | 0
QDg | 1 | 21 | 2 | 0
QDg | 1 | 21 | 3 | 0
QDg | 1 | 21 | 4 | 0
QDg | 1 | 21 | 5 | 0
QDg | 1 | 21 | 6 | 0
QDg | 1 | 21 | 7 | 0
QDg | 1 | 21 | 8 | 0
QDg | 1 | 21 | 9 | 0
QDg | 1 | 21 | 10 | 0
QDg | 1 | 21 | 11 | 0
QDg | 1 | 21 | 12 | 0
QDg | 1 | 21 | 13 | 0
QDg | 1 | 21 | 14 | 0
QDg | 1 | 21 | 15 | 0
QDg | 1 | 21 | 16 | 0
QDg | 1 | 21 | 17 | 0
QDg | 1 | 21 | 18 | 0
QDg | 1 | 21 | 19 | 0
QDg | 1 | 21 | 20 | 0
QDg | 1 | 21 | 21 | 0
QDg | 1 | 21 | 22 | 0
QDg | 1 | 21 | 23 | 0
QDg | 1 | 21 | 24 | 0
QDg | 1 | 22 | 1 | 0
QDg | 1 | 22 | 2 | 0
QDg | 1 | 22 | 3 | 0
QDg | 1 | 22 | 4 | 0
QDg | 1 | 22 | 5 | 0
QDg | 1 | 22 | 6 | 0
QDg | 1 | 22 | 7 | 0
QDg | 1 | 22 | 8 | 0
QDg | 1 | 22 | 9 | 0
QDg | 1 | 22 | 10 | 0
QDg | 1 | 22 | 11 | 0
QDg | 1 | 22 | 12 | 0
QDg | 1 | 22 | 13 | 0
QDg | 1 | 22 | 14 | 0
QDg | 1 | 22 | 15 | 0
QDg | 1 | 22 | 16 | 0
QDg | 1 | 22 | 17 | 0
QDg | 1 | 22 | 18 | 0
QDg | 1 | 22 | 19 | 0
QDg | 1 | 22 | 20 | 0
QDg | 1 | 22 | 21 | 0
QDg | 1 | 22 | 22 | 0
QDg | 1 | 22 | 23 | 0
QDg | 1 | 22 | 24 | 0
QDg | 1 | 23 | 1 | 0
QDg | 1 | 23 | 2 | 0
QDg | 1 | 23 | 3 | 0
QDg | 1 | 23 | 4 | 0
QDg | 1 | 23 | 5 | 0
QDg | 1 | 23 | 6 | 0
QDg | 1 | 23 | 7 | 0
QDg | 1 | 23 | 8 | 0
QDg | 1 | 23 | 9 | 0
QDg | 1 | 23 | 10 | 0
QDg | 1 | 23 | 11 | 0
QDg | 1 | 23 | 12 | 0
QDg | 1 | 23 | 13 | 0
QDg | 1 | 23 | 14 | 0
QDg | 1 | 23 | 15 | 0
QDg | 1 | 23 | 16 | 0
QDg | 1 | 23 | 17 | 0
QDg | 1 | 23 | 18 | 0
QDg | 1 | 23 | 19 | 0
QDg | 1 | 23 | 20 | 0
QDg | 1 | 23 | 21 | 0
QDg | 1 | 23 | 22 | 0
QDg | 1 | 23 | 23 | 0
QDg | 1 | 23 | 24 | 0
QDg | 1 | 24 | 1 | 0
QDg | 1 | 24 | 2 | 0
QDg | 1 | 24 | 3 | 0
QDg | 1 | 24 | 4 | 0
QDg | 1 | 24 | 5 | 0
QDg | 1 | 24 | 6 | 0
QDg | 1 | 24 | 7 | 0
QDg | 1 | 24 | 8 | 0
QDg | 1 | 24 | 9 | 0
QDg | 1 | 24 | 10 | 0
QDg | 1 | 24 | 11 | 0
QDg | 1 | 24 | 12 | 0
QDg | 1 | 24 | 13 | 0
QDg | 1 | 24 | 14 | 0
QDg | 1 | 24 | 15 | 0
QDg | 1 | 24 | 16 | 0
QDg | 1 | 24 | 17 | 0
QDg | 1 | 24 | 18 | 0
QDg | 1 | 24 | 19 | 0
QDg | 1 | 24 | 20 | 0
QDg | 1 | 24 | 21 | 0
QDg | 1 | 24 | 22 | 0
QDg | 1 | 24 | 23 | 0
QDg | 1 | 24 | 24 | 0
QDg | 1 | 25 | 1 | 0
QDg | 1 | 25 | 2 | 0
QDg | 1 | 25 | 3 | 0
QDg | 1 | 25 | 4 | 0
QDg | 1 | 25 | 5 | 0
QDg | 1 | 25 | 6 | 0
QDg | 1 | 25 | 7 | 0
QDg | 1 | 25 | 8 | 0
QDg | 1 | 25 | 9 | 0
QDg | 1 | 25 | 10 | 0
QDg | 1 | 25 | 11 | 0
QDg | 1 | 25 | 12 | 0
QDg | 1 | 25 | 13 | 0
QDg | 1 | 25 | 14 | 0
QDg | 1 | 25 | 15 | 0
QDg | 1 | 25 | 16 | 0
QDg | 1 | 25 | 17 | 0
QDg | 1 | 25 | 18 | 0
QDg | 1 | 25 | 19 | 0
QDg | 1 | 25 | 20 | 0
QDg | 1 | 25 | 21 | 0
QDg | 1 | 25 | 22 | 0
QDg | 1 | 25 | 23 | 0
QDg | 1 | 25 | 24 | 0
QDg | 1 | 26 | 1 | 0
QDg | 1 | 26 | 2 | 0
QDg | 1 | 26 | 3 | 0
QDg | 1 | 26 | 4 | 0
QDg | 1 | 26 | 5 | 0
QDg | 1 | 26 | 6 | 0
QDg | 1 | 26 | 7 | 0
QDg | 1 | 26 | 8 | 0
QDg | 1 | 26 | 9 | 0
QDg | 1 | 26 | 10 | 0
QDg | 1 | 26 | 11 | 0
QDg | 1 | 26 | 12 | 0
QDg | 1 | 26 | 13 | 0
QDg | 1 | 26 | 14 | 0
QDg | 1 | 26 | 15 | 0
QDg | 1 | 26 | 16 | 0
QDg | 1 | 26 | 17 | 0
QDg | 1 | 26 | 18 | 0
QDg | 1 | 26 | 19 | 0
QDg | 1 | 26 | 20 | 0
QDg | 1 | 26 | 21 | 0
QDg | 1 | 26 | 22 | 0
QDg | 1 | 26 | 23 | 0
QDg | 1 | 26 | 24 | 0
QDg | 1 | 27 | 1 | 0
QDg | 1 | 27 | 2 | 0
QDg | 1 | 27 | 3 | 0
QDg | 1 | 27 | 4 | 0
QDg | 1 | 27 | 5 | 0
QDg | 1 | 27 | 6 | 0
QDg | 1 | 27 | 7 | 0
QDg | 1 | 27 | 8 | 0
QDg | 1 | 27 | 9 | 0
QDg | 1 | 27 | 10 | 0
QDg | 1 | 27 | 11 | 0
QDg | 1 | 27 | 12 | 0
QDg | 1 | 27 | 13 | 0
QDg | 1 | 27 | 14 | 0
QDg | 1 | 27 | 15 | 0
QDg | 1 | 27 | 16 | 0
QDg | 1 | 27 | 17 | 0
QDg | 1 | 27 | 18 | 0
QDg | 1 | 27 | 19 | 0
QDg | 1 | 27 | 20 | 0
QDg | 1 | 27 | 21 | 0
QDg | 1 | 27 | 22 | 0
QDg | 1 | 27 | 23 | 0
QDg | 1 | 27 | 24 | 0
QDg | 1 | 28 | 1 | 0
QDg | 1 | 28 | 2 | 0
QDg | 1 | 28 | 3 | 0
QDg | 1 | 28 | 4 | 0
QDg | 1 | 28 | 5 | 0
QDg | 1 | 28 | 6 | 0
QDg | 1 | 28 | 7 | 0
QDg | 1 | 28 | 8 | 0
QDg | 1 | 28 | 9 | 0
QDg | 1 | 28 | 10 | 0
QDg | 1 | 28 | 11 | 0
QDg | 1 | 28 | 12 | 0
QDg | 1 | 28 | 13 | 0
QDg | 1 | 28 | 14 | 0
QDg | 1 | 28 | 15 | 0
QDg | 1 | 28 | 16 | 0
QDg | 1 | 28 | 17 | 0
QDg | 1 | 28 | 18 | 0
QDg | 1 | 28 | 19 | 0
QDg | 1 | 28 | 20 | 0
QDg | 1 | 28 | 21 | 0
QDg | 1 | 28 | 22 | 0
QDg | 1 | 28 | 23 | 0
QDg | 1 | 28 | 24 | 0
QDg | 1 | 29 | 1 | 0
QDg | 1 | 29 | 2 | 0
QDg | 1 | 29 | 3 | 0
QDg | 1 | 29 | 4 | 0
QDg | 1 | 29 | 5 | 0
QDg | 1 | 29 | 6 | 0
QDg | 1 | 29 | 7 | 0
QDg | 1 | 29 | 8 | 0
QDg | 1 | 29 | 9 | 0
QDg | 1 | 29 | 10 | 0
QDg | 1 | 29 | 11 | 0
QDg | 1 | 29 | 12 | 0
QDg | 1 | 29 | 13 | 0
QDg | 1 | 29 | 14 | 0
QDg | 1 | 29 | 15 | 0
QDg | 1 | 29 | 16 | 0
QDg | 1 | 29 | 17 | 0
QDg | 1 | 29 | 18 | 0
QDg | 1 | 29 | 19 | 0
QDg | 1 | 29 | 20 | 0
QDg | 1 | 29 | 21 | 0
QDg | 1 | 29 | 22 | 0
QDg | 1 | 29 | 23 | 0
QDg | 1 | 29 | 24 | 0
QDg | 1 | 30 | 1 | 0
QDg | 1 | 30 | 2 | 0
QDg | 1 | 30 | 3 | 0
QDg | 1 | 30 | 4 | 0
QDg | 1 | 30 | 5 | 0
QDg | 1 | 30 | 6 | 0
QDg | 1 | 30 | 7 | 0
QDg | 1 | 30 | 8 | 0
QDg | 1 | 30 | 9 | 0
QDg | 1 | 30 | 10 | 0
QDg | 1 | 30 | 11 | 0
QDg | 1 | 30 | 12 | 0
QDg | 1 | 30 | 13 | 0
QDg | 1 | 30 | 14 | 0
QDg | 1 | 30 | 15 | 0
QDg | 1 | 30 | 16 | 0
QDg | 1 | 30 | 17 | 0
QDg | 1 | 30 | 18 | 0
QDg | 1 | 30 | 19 | 0
QDg | 1 | 30 | 20 | 0
QDg | 1 | 30 | 21 | 0
QDg | 1 | 30 | 22 | 0
QDg | 1 | 30 | 23 | 0
QDg | 1 | 30 | 24 | 0
QDg | 1 | 31 | 1 | 0
QDg | 1 | 31 | 2 | 0
QDg | 1 | 31 | 3 | 0
QDg | 1 | 31 | 4 | 0
QDg | 1 | 31 | 5 | 0
QDg | 1 | 31 | 6 | 0
QDg | 1 | 31 | 7 | 0
QDg | 1 | 31 | 8 | 0
QDg | 1 | 31 | 9 | 0
QDg | 1 | 31 | 10 | 0
QDg | 1 | 31 | 11 | 0
QDg | 1 | 31 | 12 | 0
QDg | 1 | 31 | 13 | 0
QDg | 1 | 31 | 14 | 0
QDg | 1 | 31 | 15 | 0
QDg | 1 | 31 | 16 | 0
QDg | 1 | 31 | 17 | 0
QDg | 1 | 31 | 18 | 0
QDg | 1 | 31 | 19 | 0
QDg | 1 | 31 | 20 | 0
QDg | 1 | 31 | 21 | 0
QDg | 1 | 31 | 22 | 0
QDg | 1 | 31 | 23 | 0
QDg | 1 | 31 | 24 | 0
QDg | 1 | 32 | 1 | 0
QDg | 1 | 32 | 2 | 0
QDg | 1 | 32 | 3 | 0
QDg | 1 | 32 | 4 | 0
QDg | 1 | 32 | 5 | 0
QDg | 1 | 32 | 6 | 0
QDg | 1 | 32 | 7 | 0
QDg | 1 | 32 | 8 | 0
QDg | 1 | 32 | 9 | 0
QDg | 1 | 32 | 10 | 0
QDg | 1 | 32 | 11 | 0
QDg | 1 | 32 | 12 | 0
QDg | 1 | 32 | 13 | 0
QDg | 1 | 32 | 14 | 0
QDg | 1 | 32 | 15 | 0
QDg | 1 | 32 | 16 | 0
QDg | 1 | 32 | 17 | 0
QDg | 1 | 32 | 18 | 0
QDg | 1 | 32 | 19 | 0
QDg | 1 | 32 | 20 | 0
QDg | 1 | 32 | 21 | 0
QDg | 1 | 32 | 22 | 0
QDg | 1 | 32 | 23 | 0
QDg | 1 | 32 | 24 | 0
QDg | 1 | 33 | 1 | 0
QDg | 1 | 33 | 2 | 0
QDg | 1 | 33 | 3 | 0
QDg | 1 | 33 | 4 | 0
QDg | 1 | 33 | 5 | 0
QDg | 1 | 33 | 6 | 0
QDg | 1 | 33 | 7 | 0
QDg | 1 | 33 | 8 | 0
QDg | 1 | 33 | 9 | 0
QDg | 1 | 33 | 10 | 0
QDg | 1 | 33 | 11 | 0
QDg | 1 | 33 | 12 | 0
QDg | 1 | 33 | 13 | 0
QDg | 1 | 33 | 14 | 0
QDg | 1 | 33 | 15 | 0
QDg | 1 | 33 | 16 | 0
QDg | 1 | 33 | 17 | 0
QDg | 1 | 33 | 18 | 0
QDg | 1 | 33 | 19 | 0
QDg | 1 | 33 | 20 | 0
QDg | 1 | 33 | 21 | 0
QDg | 1 | 33 | 22 | 0
QDg | 1 | 33 | 23 | 0
QDg | 1 | 33 | 24 | 0
QDg | 2 | 1 | 1 | 0
QDg | 2 | 1 | 2 | 0
QDg | 2 | 1 | 3 | 0
QDg | 2 | 1 | 4 | 0
QDg | 2 | 1 | 5 | 0
QDg | 2 | 1 | 6 | 0
QDg | 2 | 1 | 7 | 0
QDg | 2 | 1 | 8 | 0
QDg | 2 | 1 | 9 | 0
QDg | 2 | 1 | 10 | 0
QDg | 2 | 1 | 11 | 0
QDg | 2 | 1 | 12 | 0
QDg | 2 | 1 | 13 | 0
QDg | 2 | 1 | 14 | 0
QDg | 2 | 1 | 15 | 0
QDg | 2 | 1 | 16 | 0
QDg | 2 | 1 | 17 | 0
QDg | 2 | 1 | 18 | 0
QDg | 2 | 1 | 19 | 0
QDg | 2 | 1 | 20 | 0
QDg | 2 | 1 | 21 | 0
QDg | 2 | 1 | 22 | 0
QDg | 2 | 1 | 23 | 0
QDg | 2 | 1 | 24 | 0
QDg | 2 | 2 | 1 | 0
QDg | 2 | 2 | 2 | 0
QDg | 2 | 2 | 3 | 0
QDg | 2 | 2 | 4 | 0
QDg | 2 | 2 | 5 | 0
QDg | 2 | 2 | 6 | 0
QDg | 2 | 2 | 7 | 0
QDg | 2 | 2 | 8 | 0
QDg | 2 | 2 | 9 | 0
QDg | 2 | 2 | 10 | 0
QDg | 2 | 2 | 11 | 0
QDg | 2 | 2 | 12 | 0
QDg | 2 | 2 | 13 | 0
QDg | 2 | 2 | 14 | 0
QDg | 2 | 2 | 15 | 0
QDg | 2 | 2 | 16 | 0
QDg | 2 | 2 | 17 | 0
QDg | 2 | 2 | 18 | 0
QDg | 2 | 2 | 19 | 0
QDg | 2 | 2 | 20 | 0
QDg | 2 | 2 | 21 | 0
QDg | 2 | 2 | 22 | 0
QDg | 2 | 2 | 23 | 0
QDg | 2 | 2 | 24 | 0
QDg | 2 | 3 | 1 | 0
QDg | 2 | 3 | 2 | 0
QDg | 2 | 3 | 3 | 0
QDg | 2 | 3 | 4 | 0
QDg | 2 | 3 | 5 | 0
QDg | 2 | 3 | 6 | 0
QDg | 2 | 3 | 7 | 0
QDg | 2 | 3 | 8 | 0
QDg | 2 | 3 | 9 | 0
QDg | 2 | 3 | 10 | 0
QDg | 2 | 3 | 11 | 0
QDg | 2 | 3 | 12 | 0
QDg | 2 | 3 | 13 | 0
QDg | 2 | 3 | 14 | 0
QDg | 2 | 3 | 15 | 0
QDg | 2 | 3 | 16 | 0
QDg | 2 | 3 | 17 | 0
QDg | 2 | 3 | 18 | 0
QDg | 2 | 3 | 19 | 0
QDg | 2 | 3 | 20 | 0
QDg | 2 | 3 | 21 | 0
QDg | 2 | 3 | 22 | 0
QDg | 2 | 3 | 23 | 0
QDg | 2 | 3 | 24 | 0
QDg | 2 | 4 | 1 | 0
QDg | 2 | 4 | 2 | 0
QDg | 2 | 4 | 3 | 0
QDg | 2 | 4 | 4 | 0
QDg | 2 | 4 | 5 | 0
QDg | 2 | 4 | 6 | 0
QDg | 2 | 4 | 7 | 0
QDg | 2 | 4 | 8 | 0
QDg | 2 | 4 | 9 | 0
QDg | 2 | 4 | 10 | 0
QDg | 2 | 4 | 11 | 0
QDg | 2 | 4 | 12 | 0
QDg | 2 | 4 | 13 | 0
QDg | 2 | 4 | 14 | 0
QDg | 2 | 4 | 15 | 0
QDg | 2 | 4 | 16 | 0
QDg | 2 | 4 | 17 | 0
QDg | 2 | 4 | 18 | 0
QDg | 2 | 4 | 19 | 0
QDg | 2 | 4 | 20 | 0
QDg | 2 | 4 | 21 | 0
QDg | 2 | 4 | 22 | 0
QDg | 2 | 4 | 23 | 0
QDg | 2 | 4 | 24 | 0
QDg | 2 | 5 | 1 | 0
QDg | 2 | 5 | 2 | 0
QDg | 2 | 5 | 3 | 0
QDg | 2 | 5 | 4 | 0
QDg | 2 | 5 | 5 | 0
QDg | 2 | 5 | 6 | 0
QDg | 2 | 5 | 7 | 0
QDg | 2 | 5 | 8 | 0
QDg | 2 | 5 | 9 | 0
QDg | 2 | 5 | 10 | 0
QDg | 2 | 5 | 11 | 0
QDg | 2 | 5 | 12 | 0
QDg | 2 | 5 | 13 | 0
QDg | 2 | 5 | 14 | 0
QDg | 2 | 5 | 15 | 0
QDg | 2 | 5 | 16 | 0
QDg | 2 | 5 | 17 | 0
QDg | 2 | 5 | 18 | 0
QDg | 2 | 5 | 19 | 0
QDg | 2 | 5 | 20 | 0
QDg | 2 | 5 | 21 | 0
QDg | 2 | 5 | 22 | 0
QDg | 2 | 5 | 23 | 0
QDg | 2 | 5 | 24 | 0
QDg | 2 | 6 | 1 | 0
QDg | 2 | 6 | 2 | 0
QDg | 2 | 6 | 3 | 0
QDg | 2 | 6 | 4 | 0
QDg | 2 | 6 | 5 | 0
QDg | 2 | 6 | 6 | 0
QDg | 2 | 6 | 7 | 0
QDg | 2 | 6 | 8 | 0
QDg | 2 | 6 | 9 | 0
QDg | 2 | 6 | 10 | 0
QDg | 2 | 6 | 11 | 0
QDg | 2 | 6 | 12 | 0
QDg | 2 | 6 | 13 | 0
QDg | 2 | 6 | 14 | 0
QDg | 2 | 6 | 15 | 0
QDg | 2 | 6 | 16 | 0
QDg | 2 | 6 | 17 | 0
QDg | 2 | 6 | 18 | 0
QDg | 2 | 6 | 19 | 0
QDg | 2 | 6 | 20 | 0
QDg | 2 | 6 | 21 | 0
QDg | 2 | 6 | 22 | 0
QDg | 2 | 6 | 23 | 0
QDg | 2 | 6 | 24 | 0
QDg | 2 | 7 | 1 | 0
QDg | 2 | 7 | 2 | 0
QDg | 2 | 7 | 3 | 0
QDg | 2 | 7 | 4 | 0
QDg | 2 | 7 | 5 | 0
QDg | 2 | 7 | 6 | 0
QDg | 2 | 7 | 7 | 0
QDg | 2 | 7 | 8 | 0
QDg | 2 | 7 | 9 | 0
QDg | 2 | 7 | 10 | 0
QDg | 2 | 7 | 11 | 0
QDg | 2 | 7 | 12 | 0
QDg | 2 | 7 | 13 | 0
QDg | 2 | 7 | 14 | 0
QDg | 2 | 7 | 15 | 0
QDg | 2 | 7 | 16 | 0
QDg | 2 | 7 | 17 | 0
QDg | 2 | 7 | 18 | 0
QDg | 2 | 7 | 19 | 0
QDg | 2 | 7 | 20 | 0
QDg | 2 | 7 | 21 | 0
QDg | 2 | 7 | 22 | 0
QDg | 2 | 7 | 23 | 0
QDg | 2 | 7 | 24 | 0
QDg | 2 | 8 | 1 | 0
QDg | 2 | 8 | 2 | 0
QDg | 2 | 8 | 3 | 0
QDg | 2 | 8 | 4 | 0
QDg | 2 | 8 | 5 | 0
QDg | 2 | 8 | 6 | 0
QDg | 2 | 8 | 7 | 0
QDg | 2 | 8 | 8 | 0
QDg | 2 | 8 | 9 | 0
QDg | 2 | 8 | 10 | 0
QDg | 2 | 8 | 11 | 0
QDg | 2 | 8 | 12 | 0
QDg | 2 | 8 | 13 | 0
QDg | 2 | 8 | 14 | 0
QDg | 2 | 8 | 15 | 0
QDg | 2 | 8 | 16 | 0
QDg | 2 | 8 | 17 | 0
QDg | 2 | 8 | 18 | 0
QDg | 2 | 8 | 19 | 0
QDg | 2 | 8 | 20 | 0
QDg | 2 | 8 | 21 | 0
QDg | 2 | 8 | 22 | 0
QDg | 2 | 8 | 23 | 0
QDg | 2 | 8 | 24 | 0
QDg | 2 | 9 | 1 | 0
QDg | 2 | 9 | 2 | 0
QDg | 2 | 9 | 3 | 0
QDg | 2 | 9 | 4 | 0
QDg | 2 | 9 | 5 | 0
QDg | 2 | 9 | 6 | 0
QDg | 2 | 9 | 7 | 0
QDg | 2 | 9 | 8 | 0
QDg | 2 | 9 | 9 | 0
QDg | 2 | 9 | 10 | 0
QDg | 2 | 9 | 11 | 0
QDg | 2 | 9 | 12 | 0
QDg | 2 | 9 | 13 | 0
QDg | 2 | 9 | 14 | 0
QDg | 2 | 9 | 15 | 0
QDg | 2 | 9 | 16 | 0
QDg | 2 | 9 | 17 | 0
QDg | 2 | 9 | 18 | 0
QDg | 2 | 9 | 19 | 0
QDg | 2 | 9 | 20 | 0
QDg | 2 | 9 | 21 | 0
QDg | 2 | 9 | 22 | 0
QDg | 2 | 9 | 23 | 0
QDg | 2 | 9 | 24 | 0
QDg | 2 | 10 | 1 | 0
QDg | 2 | 10 | 2 | 0
QDg | 2 | 10 | 3 | 0
QDg | 2 | 10 | 4 | 0
QDg | 2 | 10 | 5 | 0
QDg | 2 | 10 | 6 | 0
QDg | 2 | 10 | 7 | 0
QDg | 2 | 10 | 8 | 0
QDg | 2 | 10 | 9 | 0
QDg | 2 | 10 | 10 | 0
QDg | 2 | 10 | 11 | 0
QDg | 2 | 10 | 12 | 0
QDg | 2 | 10 | 13 | 0
QDg | 2 | 10 | 14 | 0
QDg | 2 | 10 | 15 | 0
QDg | 2 | 10 | 16 | 0
QDg | 2 | 10 | 17 | 0
QDg | 2 | 10 | 18 | 0
QDg | 2 | 10 | 19 | 0
QDg | 2 | 10 | 20 | 0
QDg | 2 | 10 | 21 | 0
QDg | 2 | 10 | 22 | 0
QDg | 2 | 10 | 23 | 0
QDg | 2 | 10 | 24 | 0
QDg | 2 | 11 | 1 | 0
QDg | 2 | 11 | 2 | 0
QDg | 2 | 11 | 3 | 0
QDg | 2 | 11 | 4 | 0
QDg | 2 | 11 | 5 | 0
QDg | 2 | 11 | 6 | 0
QDg | 2 | 11 | 7 | 0
QDg | 2 | 11 | 8 | 0
QDg | 2 | 11 | 9 | 0
QDg | 2 | 11 | 10 | 0
QDg | 2 | 11 | 11 | 0
QDg | 2 | 11 | 12 | 0
QDg | 2 | 11 | 13 | 0
QDg | 2 | 11 | 14 | 0
QDg | 2 | 11 | 15 | 0
QDg | 2 | 11 | 16 | 0
QDg | 2 | 11 | 17 | 0
QDg | 2 | 11 | 18 | 0
QDg | 2 | 11 | 19 | 0
QDg | 2 | 11 | 20 | 0
QDg | 2 | 11 | 21 | 0
QDg | 2 | 11 | 22 | 0
QDg | 2 | 11 | 23 | 0
QDg | 2 | 11 | 24 | 0
QDg | 2 | 12 | 1 | 0
QDg | 2 | 12 | 2 | 0
QDg | 2 | 12 | 3 | 0
QDg | 2 | 12 | 4 | 0
QDg | 2 | 12 | 5 | 0
QDg | 2 | 12 | 6 | 0
QDg | 2 | 12 | 7 | 0.00042158
QDg | 2 | 12 | 8 | 0.0020604
QDg | 2 | 12 | 9 | 0.0040071
QDg | 2 | 12 | 10 | 0.0057207
QDg | 2 | 12 | 11 | 0.0060661
QDg | 2 | 12 | 12 | 0.0065149
QDg | 2 | 12 | 13 | 0.0070148
QDg | 2 | 12 | 14 | 0.0066758
QDg | 2 | 12 | 15 | 0.00743
QDg | 2 | 12 | 16 | 0.0065358
QDg | 2 | 12 | 17 | 0.0052899
QDg | 2 | 12 | 18 | 0.0035873
QDg | 2 | 12 | 19 | 0.0017083
QDg | 2 | 12 | 20 | 0.00094234
QDg | 2 | 12 | 21 | 0.0006979
QDg | 2 | 12 | 22 | 0.00033372
QDg | 2 | 12 | 23 | 0.00015269
QDg | 2 | 12 | 24 | 0
QDg | 2 | 13 | 1 | 0
QDg | 2 | 13 | 2 | 0
QDg | 2 | 13 | 3 | 0
QDg | 2 | 13 | 4 | 0
QDg | 2 | 13 | 5 | 0
QDg | 2 | 13 | 6 | 0
QDg | 2 | 13 | 7 | 0
QDg | 2 | 13 | 8 | 0
QDg | 2 | 13 | 9 | 0
QDg | 2 | 13 | 10 | 0
QDg | 2 | 13 | 11 | 0
QDg | 2 | 13 | 12 | 0
QDg | 2 | 13 | 13 | 0
QDg | 2 | 13 | 14 | 0
QDg | 2 | 13 | 15 | 0
QDg | 2 | 13 | 16 | 0
QDg | 2 | 13 | 17 | 0
QDg | 2 | 13 | 18 | 0
QDg | 2 | 13 | 19 | 0
QDg | 2 | 13 | 20 | 0
QDg | 2 | 13 | 21 | 0
QDg | 2 | 13 | 22 | 0
QDg | 2 | 13 | 23 | 0
QDg | 2 | 13 | 24 | 0
QDg | 2 | 14 | 1 | 0
QDg | 2 | 14 | 2 | 0
QDg | 2 | 14 | 3 | 0
QDg | 2 | 14 | 4 | 0
QDg | 2 | 14 | 5 | 0
QDg | 2 | 14 | 6 | 0
QDg | 2 | 14 | 7 | 0
QDg | 2 | 14 | 8 | 0
QDg | 2 | 14 | 9 | 0
QDg | 2 | 14 | 10 | 0
QDg | 2 | 14 | 11 | 0
QDg | 2 | 14 | 12 | 0
QDg | 2 | 14 | 13 | 0
QDg | 2 | 14 | 14 | 0
QDg | 2 | 14 | 15 | 0
QDg | 2 | 14 | 16 | 0
QDg | 2 | 14 | 17 | 0
QDg | 2 | 14 | 18 | 0
QDg | 2 | 14 | 19 | 0
QDg | 2 | 14 | 20 | 0
QDg | 2 | 14 | 21 | 0
QDg | 2 | 14 | 22 | 0
QDg | 2 | 14 | 23 | 0
QDg | 2 | 14 | 24 | 0
QDg | 2 | 15 | 1 | 0
QDg | 2 | 15 | 2 | 0
QDg | 2 | 15 | 3 | 0
QDg | 2 | 15 | 4 | 0
QDg | 2 | 15 | 5 | 0
QDg | 2 | 15 | 6 | 0
QDg | 2 | 15 | 7 | 0
QDg | 2 | 15 | 8 | 0
QDg | 2 | 15 | 9 | 0
QDg | 2 | 15 | 10 | 0
QDg | 2 | 15 | 11 | 0
QDg | 2 | 15 | 12 | 0
QDg | 2 | 15 | 13 | 0
QDg | 2 | 15 | 14 | 0
QDg | 2 | 15 | 15 | 0
QDg | 2 | 15 | 16 | 0
QDg | 2 | 15 | 17 | 0
QDg | 2 | 15 | 18 | 0
QDg | 2 | 15 | 19 | 0
QDg | 2 | 15 | 20 | 0
QDg | 2 | 15 | 21 | 0
QDg | 2 | 15 | 22 | 0
QDg | 2 | 15 | 23 | 0
QDg | 2 | 15 | 24 | 0
QDg | 2 | 16 | 1 | 0
QDg | 2 | 16 | 2 | 0
QDg | 2 | 16 | 3 | 0
QDg | 2 | 16 | 4 | 0
QDg | 2 | 16 | 5 | 0
QDg | 2 | 16 | 6 | 0
QDg | 2 | 16 | 7 | 0
QDg | 2 | 16 | 8 | 0
QDg | 2 | 16 | 9 | 0
QDg | 2 | 16 | 10 | 0
QDg | 2 | 16 | 11 | 0
QDg | 2 | 16 | 12 | 0
QDg | 2 | 16 | 13 | 0
QDg | 2 | 16 | 14 | 0
QDg | 2 | 16 | 15 | 0
QDg | 2 | 16 | 16 | 0
QDg | 2 | 16 | 17 | 0
QDg | 2 | 16 | 18 | 0
QDg | 2 | 16 | 19 | 0
QDg | 2 | 16 | 20 | 0
QDg | 2 | 16 | 21 | 0
QDg | 2 | 16 | 22 | 0
QDg | 2 | 16 | 23 | 0
QDg | 2 | 16 | 24 | 0
QDg | 2 | 17 | 1 | 0
QDg | 2 | 17 | 2 | 0
QDg | 2 | 17 | 3 | 0
QDg | 2 | 17 | 4 | 0
QDg | 2 | 17 | 5 | 0
QDg | 2 | 17 | 6 | 0
QDg | 2 | 17 | 7 | 0
QDg | 2 | 17 | 8 | 0
QDg | 2 | 17 | 9 | 0
QDg | 2 | 17 | 10 | 0
QDg | 2 | 17 | 11 | 0
QDg | 2 | 17 | 12 | 0
QDg | 2 | 17 | 13 | 0
QDg | 2 | 17 | 14 | 0
QDg | 2 | 17 | 15 | 0
QDg | 2 | 17 | 16 | 0
QDg | 2 | 17 | 17 | 0
QDg | 2 | 17 | 18 | 0
QDg | 2 | 17 | 19 | 0
QDg | 2 | 17 | 20 | 0
QDg | 2 | 17 | 21 | 0
QDg | 2 | 17 | 22 | 0
QDg | 2 | 17 | 23 | 0
QDg | 2 | 17 | 24 | 0
QDg | 2 | 18 | 1 | 0
QDg | 2 | 18 | 2 | 0
QDg | 2 | 18 | 3 | 0
QDg | 2 | 18 | 4 | 0
QDg | 2 | 18 | 5 | 0
QDg | 2 | 18 | 6 | 0
QDg | 2 | 18 | 7 | 0
QDg | 2 | 18 | 8 | 0
QDg | 2 | 18 | 9 | 0
QDg | 2 | 18 | 10 | 0
QDg | 2 | 18 | 11 | 0
QDg | 2 | 18 | 12 | 0
QDg | 2 | 18 | 13 | 0
QDg | 2 | 18 | 14 | 0
QDg | 2 | 18 | 15 | 0
QDg | 2 | 18 | 16 | 0
QDg | 2 | 18 | 17 | 0
QDg | 2 | 18 | 18 | 0
QDg | 2 | 18 | 19 | 0
QDg | 2 | 18 | 20 | 0
QDg | 2 | 18 | 21 | 0
QDg | 2 | 18 | 22 | 0
QDg | 2 | 18 | 23 | 0
QDg | 2 | 18 | 24 | 0
QDg | 2 | 19 | 1 | 0
QDg | 2 | 19 | 2 | 0
QDg | 2 | 19 | 3 | 0
QDg | 2 | 19 | 4 | 0
QDg | 2 | 19 | 5 | 0
QDg | 2 | 19 | 6 | 0
QDg | 2 | 19 | 7 | 0
QDg | 2 | 19 | 8 | 0
QDg | 2 | 19 | 9 | 0
QDg | 2 | 19 | 10 | 0
QDg | 2 | 19 | 11 | 0
QDg | 2 | 19 | 12 | 0
QDg | 2 | 19 | 13 | 0
QDg | 2 | 19 | 14 | 0
QDg | 2 | 19 | 15 | 0
QDg | 2 | 19 | 16 | 0
QDg | 2 | 19 | 17 | 0
QDg | 2 | 19 | 18 | 0
QDg | 2 | 19 | 19 | 0
QDg | 2 | 19 | 20 | 0
QDg | 2 | 19 | 21 | 0
QDg | 2 | 19 | 22 | 0
QDg | 2 | 19 | 23 | 0
QDg | 2 | 19 | 24 | 0
QDg | 2 | 20 | 1 | 0
QDg | 2 | 20 | 2 | 0
QDg | 2 | 20 | 3 | 0
QDg | 2 | 20 | 4 | 0
QDg | 2 | 20 | 5 | 0
QDg | 2 | 20 | 6 | 0
QDg | 2 | 20 | 7 | 0
QDg | 2 | 20 | 8 | 0
QDg | 2 | 20 | 9 | 0
QDg | 2 | 20 | 10 | 0
QDg | 2 | 20 | 11 | 0
QDg | 2 | 20 | 12 | 0
QDg | 2 | 20 | 13 | 0
QDg | 2 | 20 | 14 | 0
QDg | 2 | 20 | 15 | 0
QDg | 2 | 20 | 16 | 0
QDg | 2 | 20 | 17 | 0
QDg | 2 | 20 | 18 | 0
QDg | 2 | 20 | 19 | 0
QDg | 2 | 20 | 20 | 0
QDg | 2 | 20 | 21 | 0
QDg | 2 | 20 | 22 | 0
QDg | 2 | 20 | 23 | 0
QDg | 2 | 20 | 24 | 0
QDg | 2 | 21 | 1 | 0
QDg | 2 | 21 | 2 | 0
QDg | 2 | 21 | 3 | 0
QDg | 2 | 21 | 4 | 0
QDg | 2 | 21 | 5 | 0
QDg | 2 | 21 | 6 | 0
QDg | 2 | 21 | 7 | 0
QDg | 2 | 21 | 8 | 0
QDg | 2 | 21 | 9 | 0
QDg | 2 | 21 | 10 | 0
QDg | 2 | 21 | 11 | 0
QDg | 2 | 21 | 12 | 0
QDg | 2 | 21 | 13 | 0
QDg | 2 | 21 | 14 | 0
QDg | 2 | 21 | 15 | 0
QDg | 2 | 21 | 16 | 0
QDg | 2 | 21 | 17 | 0
QDg | 2 | 21 | 18 | 0
QDg | 2 | 21 | 19 | 0
QDg | 2 | 21 | 20 | 0
QDg | 2 | 21 | 21 | 0
QDg | 2 | 21 | 22 | 0
QDg | 2 | 21 | 23 | 0
QDg | 2 | 21 | 24 | 0
QDg | 2 | 22 | 1 | 0
QDg | 2 | 22 | 2 | 0
QDg | 2 | 22 | 3 | 0
QDg | 2 | 22 | 4 | 0
QDg | 2 | 22 | 5 | 0
QDg | 2 | 22 | 6 | 0
QDg | 2 | 22 | 7 | 0
QDg | 2 | 22 | 8 | 0
QDg | 2 | 22 | 9 | 0
QDg | 2 | 22 | 10 | 0
QDg | 2 | 22 | 11 | 0
QDg | 2 | 22 | 12 | 0
QDg | 2 | 22 | 13 | 0
QDg | 2 | 22 | 14 | 0
QDg | 2 | 22 | 15 | 0
QDg | 2 | 22 | 16 | 0
QDg | 2 | 22 | 17 | 0
QDg | 2 | 22 | 18 | 0
QDg | 2 | 22 | 19 | 0
QDg | 2 | 22 | 20 | 0
QDg | 2 | 22 | 21 | 0
QDg | 2 | 22 | 22 | 0
QDg | 2 | 22 | 23 | 0
QDg | 2 | 22 | 24 | 0
QDg | 2 | 23 | 1 | 0
QDg | 2 | 23 | 2 | 0
QDg | 2 | 23 | 3 | 0
QDg | 2 | 23 | 4 | 0
QDg | 2 | 23 | 5 | 0
QDg | 2 | 23 | 6 | 0
QDg | 2 | 23 | 7 | 0
QDg | 2 | 23 | 8 | 0
QDg | 2 | 23 | 9 | 0
QDg | 2 | 23 | 10 | 0
QDg | 2 | 23 | 11 | 0
QDg | 2 | 23 | 12 | 0
QDg | 2 | 23 | 13 | 0
QDg | 2 | 23 | 14 | 0
QDg | 2 | 23 | 15 | 0
QDg | 2 | 23 | 16 | 0
QDg | 2 | 23 | 17 | 0
QDg | 2 | 23 | 18 | 0
QDg | 2 | 23 | 19 | 0
QDg | 2 | 23 | 20 | 0
QDg | 2 | 23 | 21 | 0
QDg | 2 | 23 | 22 | 0
QDg | 2 | 23 | 23 | 0
QDg | 2 | 23 | 24 | 0
QDg | 2 | 24 | 1 | 0
QDg | 2 | 24 | 2 | 0
QDg | 2 | 24 | 3 | 0
QDg | 2 | 24 | 4 | 0
QDg | 2 | 24 | 5 | 0
QDg | 2 | 24 | 6 | 0
QDg | 2 | 24 | 7 | 0
QDg | 2 | 24 | 8 | 0
QDg | 2 | 24 | 9 | 0
QDg | 2 | 24 | 10 | 0
QDg | 2 | 24 | 11 | 0
QDg | 2 | 24 | 12 | 0
QDg | 2 | 24 | 13 | 0
QDg | 2 | 24 | 14 | 0
QDg | 2 | 24 | 15 | 0
QDg | 2 | 24 | 16 | 0
QDg | 2 | 24 | 17 | 0
QDg | 2 | 24 | 18 | 0
QDg | 2 | 24 | 19 | 0
QDg | 2 | 24 | 20 | 0
QDg | 2 | 24 | 21 | 0
QDg | 2 | 24 | 22 | 0
QDg | 2 | 24 | 23 | 0
QDg | 2 | 24 | 24 | 0
QDg | 2 | 25 | 1 | 0
QDg | 2 | 25 | 2 | 0
QDg | 2 | 25 | 3 | 0
QDg | 2 | 25 | 4 | 0
QDg | 2 | 25 | 5 | 0
QDg | 2 | 25 | 6 | 0
QDg | 2 | 25 | 7 | 0
QDg | 2 | 25 | 8 | 0
QDg | 2 | 25 | 9 | 0
QDg | 2 | 25 | 10 | 0
QDg | 2 | 25 | 11 | 0
QDg | 2 | 25 | 12 | 0
QDg | 2 | 25 | 13 | 0
QDg | 2 | 25 | 14 | 0
QDg | 2 | 25 | 15 | 0
QDg | 2 | 25 | 16 | 0
QDg | 2 | 25 | 17 | 0
QDg | 2 | 25 | 18 | 0
QDg | 2 | 25 | 19 | 0
QDg | 2 | 25 | 20 | 0
QDg | 2 | 25 | 21 | 0
QDg | 2 | 25 | 22 | 0
QDg | 2 | 25 | 23 | 0
QDg | 2 | 25 | 24 | 0
QDg | 2 | 26 | 1 | 0
QDg | 2 | 26 | 2 | 0
QDg | 2 | 26 | 3 | 0
QDg | 2 | 26 | 4 | 0
QDg | 2 | 26 | 5 | 0
QDg | 2 | 26 | 6 | 0
QDg | 2 | 26 | 7 | 0
QDg | 2 | 26 | 8 | 0
QDg | 2 | 26 | 9 | 0
QDg | 2 | 26 | 10 | 0
QDg | 2 | 26 | 11 | 0
QDg | 2 | 26 | 12 | 0
QDg | 2 | 26 | 13 | 0
QDg | 2 | 26 | 14 | 0
QDg | 2 | 26 | 15 | 0
QDg | 2 | 26 | 16 | 0
QDg | 2 | 26 | 17 | 0
QDg | 2 | 26 | 18 | 0
QDg | 2 | 26 | 19 | 0
QDg | 2 | 26 | 20 | 0
QDg | 2 | 26 | 21 | 0
QDg | 2 | 26 | 22 | 0
QDg | 2 | 26 | 23 | 0
QDg | 2 | 26 | 24 | 0
QDg | 2 | 27 | 1 | 0
QDg | 2 | 27 | 2 | 0
QDg | 2 | 27 | 3 | 0
QDg | 2 | 27 | 4 | 0
QDg | 2 | 27 | 5 | 0
QDg | 2 | 27 | 6 | 0
QDg | 2 | 27 | 7 | 0
QDg | 2 | 27 | 8 | 0
QDg | 2 | 27 | 9 | 0
QDg | 2 | 27 | 10 | 0
QDg | 2 | 27 | 11 | 0
QDg | 2 | 27 | 12 | 0
QDg | 2 | 27 | 13 | 0
QDg | 2 | 27 | 14 | 0
QDg | 2 | 27 | 15 | 0
QDg | 2 | 27 | 16 | 0
QDg | 2 | 27 | 17 | 0
QDg | 2 | 27 | 18 | 0
QDg | 2 | 27 | 19 | 0
QDg | 2 | 27 | 20 | 0
QDg | 2 | 27 | 21 | 0
QDg | 2 | 27 | 22 | 0
QDg | 2 | 27 | 23 | 0
QDg | 2 | 27 | 24 | 0
QDg | 2 | 28 | 1 | 0
QDg | 2 | 28 | 2 | 0
QDg | 2 | 28 | 3 | 0
QDg | 2 | 28 | 4 | 0
QDg | 2 | 28 | 5 | 0
QDg | 2 | 28 | 6 | 0
QDg | 2 | 28 | 7 | 0
QDg | 2 | 28 | 8 | 0
QDg | 2 | 28 | 9 | 0
QDg | 2 | 28 | 10 | 0
QDg | 2 | 28 | 11 | 0
QDg | 2 | 28 | 12 | 0
QDg | 2 | 28 | 13 | 0
QDg | 2 | 28 | 14 | 0
QDg | 2 | 28 | 15 | 0
QDg | 2 | 28 | 16 | 0
QDg | 2 | 28 | 17 | 0
QDg | 2 | 28 | 18 | 0
QDg | 2 | 28 | 19 | 0
QDg | 2 | 28 | 20 | 0
QDg | 2 | 28 | 21 | 0
QDg | 2 | 28 | 22 | 0
QDg | 2 | 28 | 23 | 0
QDg | 2 | 28 | 24 | 0
QDg | 2 | 29 | 1 | 0
QDg | 2 | 29 | 2 | 0
QDg | 2 | 29 | 3 | 0
QDg | 2 | 29 | 4 | 0
QDg | 2 | 29 | 5 | 0
QDg | 2 | 29 | 6 | 0
QDg | 2 | 29 | 7 | 0
QDg | 2 | 29 | 8 | 0
QDg | 2 | 29 | 9 | 0
QDg | 2 | 29 | 10 | 0
QDg | 2 | 29 | 11 | 0
QDg | 2 | 29 | 12 | 0
QDg | 2 | 29 | 13 | 0
QDg | 2 | 29 | 14 | 0
QDg | 2 | 29 | 15 | 0
QDg | 2 | 29 | 16 | 0
QDg | 2 | 29 | 17 | 0
QDg | 2 | 29 | 18 | 0
QDg | 2 | 29 | 19 | 0
QDg | 2 | 29 | 20 | 0
QDg | 2 | 29 | 21 | 0
QDg | 2 | 29 | 22 | 0
QDg | 2 | 29 | 23 | 0
QDg | 2 | 29 | 24 | 0
QDg | 2 | 30 | 1 | 0
QDg | 2 | 30 | 2 | 0
QDg | 2 | 30 | 3 | 0
QDg | 2 | 30 | 4 | 0
QDg | 2 | 30 | 5 | 0
QDg | 2 | 30 | 6 | 0
QDg | 2 | 30 | 7 | 0
QDg | 2 | 30 | 8 | 0
QDg | 2 | 30 | 9 | 0
QDg | 2 | 30 | 10 | 0
QDg | 2 | 30 | 11 | 0
QDg | 2 | 30 | 12 | 0
QDg | 2 | 30 | 13 | 0
QDg | 2 | 30 | 14 | 0
QDg | 2 | 30 | 15 | 0
QDg | 2 | 30 | 16 | 0
QDg | 2 | 30 | 17 | 0
QDg | 2 | 30 | 18 | 0
QDg | 2 | 30 | 19 | 0
QDg | 2 | 30 | 20 | 0
QDg | 2 | 30 | 21 | 0
QDg | 2 | 30 | 22 | 0
QDg | 2 | 30 | 23 | 0
QDg | 2 | 30 | 24 | 0
QDg | 2 | 31 | 1 | 0
QDg | 2 | 31 | 2 | 0
QDg | 2 | 31 | 3 | 0
QDg | 2 | 31 | 4 | 0
QDg | 2 | 31 | 5 | 0
QDg | 2 | 31 | 6 | 0
QDg | 2 | 31 | 7 | 0
QDg | 2 | 31 | 8 | 0
QDg | 2 | 31 | 9 | 0
QDg | 2 | 31 | 10 | 0
QDg | 2 | 31 | 11 | 0
QDg | 2 | 31 | 12 | 0
QDg | 2 | 31 | 13 | 0
QDg | 2 | 31 | 14 | 0
QDg | 2 | 31 | 15 | 0
QDg | 2 | 31 | 16 | 0
QDg | 2 | 31 | 17 | 0
QDg | 2 | 31 | 18 | 0
QDg | 2 | 31 | 19 | 0
QDg | 2 | 31 | 20 | 0
QDg | 2 | 31 | 21 | 0
QDg | 2 | 31 | 22 | 0
QDg | 2 | 31 | 23 | 0
QDg | 2 | 31 | 24 | 0
QDg | 2 | 32 | 1 | 0
QDg | 2 | 32 | 2 | 0
QDg | 2 | 32 | 3 | 0
QDg | 2 | 32 | 4 | 0
QDg | 2 | 32 | 5 | 0
QDg | 2 | 32 | 6 | 0
QDg | 2 | 32 | 7 | 0
QDg | 2 | 32 | 8 | 0
QDg | 2 | 32 | 9 | 0
QDg | 2 | 32 | 10 | 0
QDg | 2 | 32 | 11 | 0
QDg | 2 | 32 | 12 | 0
QDg | 2 | 32 | 13 | 0
QDg | 2 | 32 | 14 | 0
QDg | 2 | 32 | 15 | 0
QDg | 2 | 32 | 16 | 0
QDg | 2 | 32 | 17 | 0
QDg | 2 | 32 | 18 | 0
QDg | 2 | 32 | 19 | 0
QDg | 2 | 32 | 20 | 0
QDg | 2 | 32 | 21 | 0
QDg | 2 | 32 | 22 | 0
QDg | 2 | 32 | 23 | 0
QDg | 2 | 32 | 24 | 0
QDg | 2 | 33 | 1 | 0
QDg | 2 | 33 | 2 | 0
QDg | 2 | 33 | 3 | 0
QDg | 2 | 33 | 4 | 0
QDg | 2 | 33 | 5 | 0
QDg | 2 | 33 | 6 | 0
QDg | 2 | 33 | 7 | 0
QDg | 2 | 33 | 8 | 0
QDg | 2 | 33 | 9 | 0
QDg | 2 | 33 | 10 | 0
QDg | 2 | 33 | 11 | 0
QDg | 2 | 33 | 12 | 0
QDg | 2 | 33 | 13 | 0
QDg | 2 | 33 | 14 | 0
QDg | 2 | 33 | 15 | 0
QDg | 2 | 33 | 16 | 0
QDg | 2 | 33 | 17 | 0
QDg | 2 | 33 | 18 | 0
QDg | 2 | 33 | 19 | 0
QDg | 2 | 33 | 20 | 0
QDg | 2 | 33 | 21 | 0
QDg | 2 | 33 | 22 | 0
QDg | 2 | 33 | 23 | 0
QDg | 2 | 33 | 24 | 0
QDg | 3 | 1 | 1 | 0
QDg | 3 | 1 | 2 | 0
QDg | 3 | 1 | 3 | 0
QDg | 3 | 1 | 4 | 0
QDg | 3 | 1 | 5 | 0
QDg | 3 | 1 | 6 | 0
QDg | 3 | 1 | 7 | 0
QDg | 3 | 1 | 8 | 0
QDg | 3 | 1 | 9 | 0
QDg | 3 | 1 | 10 | 0
QDg | 3 | 1 | 11 | 0
QDg | 3 | 1 | 12 | 0
QDg | 3 | 1 | 13 | 0
QDg | 3 | 1 | 14 | 0
QDg | 3 | 1 | 15 | 0
QDg | 3 | 1 | 16 | 0
QDg | 3 | 1 | 17 | 0
QDg | 3 | 1 | 18 | 0
QDg | 3 | 1 | 19 | 0
QDg | 3 | 1 | 20 | 0
QDg | 3 | 1 | 21 | 0
QDg | 3 | 1 | 22 | 0
QDg | 3 | 1 | 23 | 0
QDg | 3 | 1 | 24 | 0
QDg | 3 | 2 | 1 | 0
QDg | 3 | 2 | 2 | 0
QDg | 3 | 2 | 3 | 0
QDg | 3 | 2 | 4 | 0
QDg | 3 | 2 | 5 | 0
QDg | 3 | 2 | 6 | 0
QDg | 3 | 2 | 7 | 0
QDg | 3 | 2 | 8 | 0
QDg | 3 | 2 | 9 | 0
QDg | 3 | 2 | 10 | 0
QDg | 3 | 2 | 11 | 0
QDg | 3 | 2 | 12 | 0
QDg | 3 | 2 | 13 | 0
QDg | 3 | 2 | 14 | 0
QDg | 3 | 2 | 15 | 0
QDg | 3 | 2 | 16 | 0
QDg | 3 | 2 | 17 | 0
QDg | 3 | 2 | 18 | 0
QDg | 3 | 2 | 19 | 0
QDg | 3 | 2 | 20 | 0
QDg | 3 | 2 | 21 | 0
QDg | 3 | 2 | 22 | 0
QDg | 3 | 2 | 23 | 0
QDg | 3 | 2 | 24 | 0
QDg | 3 | 3 | 1 | 0
QDg | 3 | 3 | 2 | 0
QDg | 3 | 3 | 3 | 0
QDg | 3 | 3 | 4 | 0
QDg | 3 | 3 | 5 | 0
QDg | 3 | 3 | 6 | 0
QDg | 3 | 3 | 7 | 0
QDg | 3 | 3 | 8 | 0
QDg | 3 | 3 | 9 | 0
QDg | 3 | 3 | 10 | 0
QDg | 3 | 3 | 11 | 0
QDg | 3 | 3 | 12 | 0
QDg | 3 | 3 | 13 | 0
QDg | 3 | 3 | 14 | 0
QDg | 3 | 3 | 15 | 0
QDg | 3 | 3 | 16 | 0
QDg | 3 | 3 | 17 | 0
QDg | 3 | 3 | 18 | 0
QDg | 3 | 3 | 19 | 0
QDg | 3 | 3 | 20 | 0
QDg | 3 | 3 | 21 | 0
QDg | 3 | 3 | 22 | 0
QDg | 3 | 3 | 23 | 0
QDg | 3 | 3 | 24 | 0
QDg | 3 | 4 | 1 | 0
QDg | 3 | 4 | 2 | 0
QDg | 3 | 4 | 3 | 0
QDg | 3 | 4 | 4 | 0
QDg | 3 | 4 | 5 | 0
QDg | 3 | 4 | 6 | 0
QDg | 3 | 4 | 7 | 0
QDg | 3 | 4 | 8 | 0
QDg | 3 | 4 | 9 | 0
QDg | 3 | 4 | 10 | 0
QDg | 3 | 4 | 11 | 0
QDg | 3 | 4 | 12 | 0
QDg | 3 | 4 | 13 | 0
QDg | 3 | 4 | 14 | 0
QDg | 3 | 4 | 15 | 0
QDg | 3 | 4 | 16 | 0
QDg | 3 | 4 | 17 | 0
QDg | 3 | 4 | 18 | 0
QDg | 3 | 4 | 19 | 0
QDg | 3 | 4 | 20 | 0
QDg | 3 | 4 | 21 | 0
QDg | 3 | 4 | 22 | 0
QDg | 3 | 4 | 23 | 0
QDg | 3 | 4 | 24 | 0
QDg | 3 | 5 | 1 | 0
QDg | 3 | 5 | 2 | 0
QDg | 3 | 5 | 3 | 0
QDg | 3 | 5 | 4 | 0
QDg | 3 | 5 | 5 | 0
QDg | 3 | 5 | 6 | 0
QDg | 3 | 5 | 7 | 0
QDg | 3 | 5 | 8 | 0
QDg | 3 | 5 | 9 | 0
QDg | 3 | 5 | 10 | 0
QDg | 3 | 5 | 11 | 0
QDg | 3 | 5 | 12 | 0
QDg | 3 | 5 | 13 | 0
QDg | 3 | 5 | 14 | 0
QDg | 3 | 5 | 15 | 0
QDg | 3 | 5 | 16 | 0
QDg | 3 | 5 | 17 | 0
QDg | 3 | 5 | 18 | 0
QDg | 3 | 5 | 19 | 0
QDg | 3 | 5 | 20 | 0
QDg | 3 | 5 | 21 | 0
QDg | 3 | 5 | 22 | 0
QDg | 3 | 5 | 23 | 0
QDg | 3 | 5 | 24 | 0
QDg | 3 | 6 | 1 | 0
QDg | 3 | 6 | 2 | 0
QDg | 3 | 6 | 3 | 0
QDg | 3 | 6 | 4 | 0
QDg | 3 | 6 | 5 | 0
QDg | 3 | 6 | 6 | 0
QDg | 3 | 6 | 7 | 0
QDg | 3 | 6 | 8 | 0
QDg | 3 | 6 | 9 | 0
QDg | 3 | 6 | 10 | 0
QDg | 3 | 6 | 11 | 0
QDg | 3 | 6 | 12 | 0
QDg | 3 | 6 | 13 | 0
QDg | 3 | 6 | 14 | 0
QDg | 3 | 6 | 15 | 0
QDg | 3 | 6 | 16 | 0
QDg | 3 | 6 | 17 | 0
QDg | 3 | 6 | 18 | 0
QDg | 3 | 6 | 19 | 0
QDg | 3 | 6 | 20 | 0
QDg | 3 | 6 | 21 | 0
QDg | 3 | 6 | 22 | 0
QDg | 3 | 6 | 23 | 0
QDg | 3 | 6 | 24 | 0
QDg | 3 | 7 | 1 | 0
QDg | 3 | 7 | 2 | 0
QDg | 3 | 7 | 3 | 0
QDg | 3 | 7 | 4 | 0
QDg | 3 | 7 | 5 | 0
QDg | 3 | 7 | 6 | 0
QDg | 3 | 7 | 7 | 0
QDg | 3 | 7 | 8 | 0
QDg | 3 | 7 | 9 | 0
QDg | 3 | 7 | 10 | 0
QDg | 3 | 7 | 11 | 0
QDg | 3 | 7 | 12 | 0
QDg | 3 | 7 | 13 | 0
QDg | 3 | 7 | 14 | 0
QDg | 3 | 7 | 15 | 0
QDg | 3 | 7 | 16 | 0
QDg | 3 | 7 | 17 | 0
QDg | 3 | 7 | 18 | 0
QDg | 3 | 7 | 19 | 0
QDg | 3 | 7 | 20 | 0
QDg | 3 | 7 | 21 | 0
QDg | 3 | 7 | 22 | 0
QDg | 3 | 7 | 23 | 0
QDg | 3 | 7 | 24 | 0
QDg | 3 | 8 | 1 | 0
QDg | 3 | 8 | 2 | 0
QDg | 3 | 8 | 3 | 0
QDg | 3 | 8 | 4 | 0
QDg | 3 | 8 | 5 | 0
QDg | 3 | 8 | 6 | 0
QDg | 3 | 8 | 7 | 0
QDg | 3 | 8 | 8 | 0
QDg | 3 | 8 | 9 | 0
QDg | 3 | 8 | 10 | 0
QDg | 3 | 8 | 11 | 0
QDg | 3 | 8 | 12 | 0
QDg | 3 | 8 | 13 | 0
QDg | 3 | 8 | 14 | 0
QDg | 3 | 8 | 15 | 0
QDg | 3 | 8 | 16 | 0
QDg | 3 | 8 | 17 | 0
QDg | 3 | 8 | 18 | 0
QDg | 3 | 8 | 19 | 0
QDg | 3 | 8 | 20 | 0
QDg | 3 | 8 | 21 | 0
QDg | 3 | 8 | 22 | 0
QDg | 3 | 8 | 23 | 0
QDg | 3 | 8 | 24 | 0
QDg | 3 | 9 | 1 | 0
QDg | 3 | 9 | 2 | 0
QDg | 3 | 9 | 3 | 0
QDg | 3 | 9 | 4 | 0
QDg | 3 | 9 | 5 | 0
QDg | 3 | 9 | 6 | 0
QDg | 3 | 9 | 7 | 0
QDg | 3 | 9 | 8 | 0
QDg | 3 | 9 | 9 | 0
QDg | 3 | 9 | 10 | 0
QDg | 3 | 9 | 11 | 0
QDg | 3 | 9 | 12 | 0
QDg | 3 | 9 | 13 | 0
QDg | 3 | 9 | 14 | 0
QDg | 3 | 9 | 15 | 0
QDg | 3 | 9 | 16 | 0
QDg | 3 | 9 | 17 | 0
QDg | 3 | 9 | 18 | 0
QDg | 3 | 9 | 19 | 0
QDg | 3 | 9 | 20 | 0
QDg | 3 | 9 | 21 | 0
QDg | 3 | 9 | 22 | 0
QDg | 3 | 9 | 23 | 0
QDg | 3 | 9 | 24 | 0
QDg | 3 | 10 | 1 | 0
QDg | 3 | 10 | 2 | 0
QDg | 3 | 10 | 3 | 0
QDg | 3 | 10 | 4 | 0
QDg | 3 | 10 | 5 | 0
QDg | 3 | 10 | 6 | 0
QDg | 3 | 10 | 7 | 0
QDg | 3 | 10 | 8 | 0
QDg | 3 | 10 | 9 | 0
QDg | 3 | 10 | 10 | 0
QDg | 3 | 10 | 11 | 0
QDg | 3 | 10 | 12 | 0
QDg | 3 | 10 | 13 | 0
QDg | 3 | 10 | 14 | 0
QDg | 3 | 10 | 15 | 0
QDg | 3 | 10 | 16 | 0
QDg | 3 | 10 | 17 | 0
QDg | 3 | 10 | 18 | 0
QDg | 3 | 10 | 19 | 0
QDg | 3 | 10 | 20 | 0
QDg | 3 | 10 | 21 | 0
QDg | 3 | 10 | 22 | 0
QDg | 3 | 10 | 23 | 0
QDg | 3 | 10 | 24 | 0
QDg | 3 | 11 | 1 | 0
QDg | 3 | 11 | 2 | 0
QDg | 3 | 11 | 3 | 0
QDg | 3 | 11 | 4 | 0
QDg | 3 | 11 | 5 | 0
QDg | 3 | 11 | 6 | 0
QDg | 3 | 11 | 7 | 0
QDg | 3 | 11 | 8 | 0
QDg | 3 | 11 | 9 | 0
QDg | 3 | 11 | 10 | 0
QDg | 3 | 11 | 11 | 0
QDg | 3 | 11 | 12 | 0
QDg | 3 | 11 | 13 | 0
QDg | 3 | 11 | 14 | 0
QDg | 3 | 11 | 15 | 0
QDg | 3 | 11 | 16 | 0
QDg | 3 | 11 | 17 | 0
QDg | 3 | 11 | 18 | 0
QDg | 3 | 11 | 19 | 0
QDg | 3 | 11 | 20 | 0
QDg | 3 | 11 | 21 | 0
QDg | 3 | 11 | 22 | 0
QDg | 3 | 11 | 23 | 0
QDg | 3 | 11 | 24 | 0
QDg | 3 | 12 | 1 | 0
QDg | 3 | 12 | 2 | 0
QDg | 3 | 12 | 3 | 0
QDg | 3 | 12 | 4 | 0
QDg | 3 | 12 | 5 | 0
QDg | 3 | 12 | 6 | 0
QDg | 3 | 12 | 7 | 0
QDg | 3 | 12 | 8 | 0
QDg | 3 | 12 | 9 | 0
QDg | 3 | 12 | 10 | 0
QDg | 3 | 12 | 11 | 0
QDg | 3 | 12 | 12 | 0
QDg | 3 | 12 | 13 | 0
QDg | 3 | 12 | 14 | 0
QDg | 3 | 12 | 15 | 0
QDg | 3 | 12 | 16 | 0
QDg | 3 | 12 | 17 | 0
QDg | 3 | 12 | 18 | 0
QDg | 3 | 12 | 19 | 0
QDg | 3 | 12 | 20 | 0
QDg | 3 | 12 | 21 | 0
QDg | 3 | 12 | 22 | 0
QDg | 3 | 12 | 23 | 0
QDg | 3 | 12 | 24 | 0
QDg | 3 | 13 | 1 | 0
QDg | 3 | 13 | 2 | 0
QDg | 3 | 13 | 3 | 0
QDg | 3 | 13 | 4 | 0
QDg | 3 | 13 | 5 | 0
QDg | 3 | 13 | 6 | 0
QDg | 3 | 13 | 7 | 0
QDg | 3 | 13 | 8 | 0
QDg | 3 | 13 | 9 | 0
QDg | 3 | 13 | 10 | 0
QDg | 3 | 13 | 11 | 0
QDg | 3 | 13 | 12 | 0
QDg | 3 | 13 | 13 | 0
QDg | 3 | 13 | 14 | 0
QDg | 3 | 13 | 15 | 0
QDg | 3 | 13 | 16 | 0
QDg | 3 | 13 | 17 | 0
QDg | 3 | 13 | 18 | 0
QDg | 3 | 13 | 19 | 0
QDg | 3 | 13 | 20 | 0
QDg | 3 | 13 | 21 | 0
QDg | 3 | 13 | 22 | 0
QDg | 3 | 13 | 23 | 0
QDg | 3 | 13 | 24 | 0
QDg | 3 | 14 | 1 | 0
QDg | 3 | 14 | 2 | 0
QDg | 3 | 14 | 3 | 0
QDg | 3 | 14 | 4 | 0
QDg | 3 | 14 | 5 | 0
QDg | 3 | 14 | 6 | 0
QDg | 3 | 14 | 7 | 0
QDg | 3 | 14 | 8 | 0
QDg | 3 | 14 | 9 | 0
QDg | 3 | 14 | 10 | 0
QDg | 3 | 14 | 11 | 0
QDg | 3 | 14 | 12 | 0
QDg | 3 | 14 | 13 | 0
QDg | 3 | 14 | 14 | 0
QDg | 3 | 14 | 15 | 0
QDg | 3 | 14 | 16 | 0
QDg | 3 | 14 | 17 | 0
QDg | 3 | 14 | 18 | 0
QDg | 3 | 14 | 19 | 0
QDg | 3 | 14 | 20 | 0
QDg | 3 | 14 | 21 | 0
QDg | 3 | 14 | 22 | 0
QDg | 3 | 14 | 23 | 0
QDg | 3 | 14 | 24 | 0
QDg | 3 | 15 | 1 | 0
QDg | 3 | 15 | 2 | 0
QDg | 3 | 15 | 3 | 0
QDg | 3 | 15 | 4 | 0
QDg | 3 | 15 | 5 | 0
QDg | 3 | 15 | 6 | 0
QDg | 3 | 15 | 7 | 0
QDg | 3 | 15 | 8 | 0
QDg | 3 | 15 | 9 | 0
QDg | 3 | 15 | 10 | 0
QDg | 3 | 15 | 11 | 0
QDg | 3 | 15 | 12 | 0
QDg | 3 | 15 | 13 | 0
QDg | 3 | 15 | 14 | 0
QDg | 3 | 15 | 15 | 0
QDg | 3 | 15 | 16 | 0
QDg | 3 | 15 | 17 | 0
QDg | 3 | 15 | 18 | 0
QDg | 3 | 15 | 19 | 0
QDg | 3 | 15 | 20 | 0
QDg | 3 | 15 | 21 | 0
QDg | 3 | 15 | 22 | 0
QDg | 3 | 15 | 23 | 0
QDg | 3 | 15 | 24 | 0
QDg | 3 | 16 | 1 | 0
QDg | 3 | 16 | 2 | 0
QDg | 3 | 16 | 3 | 0
QDg | 3 | 16 | 4 | 0
QDg | 3 | 16 | 5 | 0
QDg | 3 | 16 | 6 | 0
QDg | 3 | 16 | 7 | 0
QDg | 3 | 16 | 8 | 0
QDg | 3 | 16 | 9 | 0
QDg | 3 | 16 | 10 | 0
QDg | 3 | 16 | 11 | 0
QDg | 3 | 16 | 12 | 0
QDg | 3 | 16 | 13 | 0
QDg | 3 | 16 | 14 | 0
QDg | 3 | 16 | 15 | 0
QDg | 3 | 16 | 16 | 0
QDg | 3 | 16 | 17 | 0
QDg | 3 | 16 | 18 | 0
QDg | 3 | 16 | 19 | 0
QDg | 3 | 16 | 20 | 0
QDg | 3 | 16 | 21 | 0
QDg | 3 | 16 | 22 | 0
QDg | 3 | 16 | 23 | 0
QDg | 3 | 16 | 24 | 0
QDg | 3 | 17 | 1 | 0
QDg | 3 | 17 | 2 | 0
QDg | 3 | 17 | 3 | 0
QDg | 3 | 17 | 4 | 0
QDg | 3 | 17 | 5 | 0
QDg | 3 | 17 | 6 | 0
QDg | 3 | 17 | 7 | 0
QDg | 3 | 17 | 8 | 0
QDg | 3 | 17 | 9 | 0
QDg | 3 | 17 | 10 | 0
QDg | 3 | 17 | 11 | 0
QDg | 3 | 17 | 12 | 0
QDg | 3 | 17 | 13 | 0
QDg | 3 | 17 | 14 | 0
QDg | 3 | 17 | 15 | 0
QDg | 3 | 17 | 16 | 0
QDg | 3 | 17 | 17 | 0
QDg | 3 | 17 | 18 | 0
QDg | 3 | 17 | 19 | 0
QDg | 3 | 17 | 20 | 0
QDg | 3 | 17 | 21 | 0
QDg | 3 | 17 | 22 | 0
QDg | 3 | 17 | 23 | 0
QDg | 3 | 17 | 24 | 0
QDg | 3 | 18 | 1 | 0
QDg | 3 | 18 | 2 | 0
QDg | 3 | 18 | 3 | 0
QDg | 3 | 18 | 4 | 0
QDg | 3 | 18 | 5 | 0
QDg | 3 | 18 | 6 | 0
QDg | 3 | 18 | 7 | 0
QDg | 3 | 18 | 8 | 0
QDg | 3 | 18 | 9 | 0
QDg | 3 | 18 | 10 | 0
QDg | 3 | 18 | 11 | 0
QDg | 3 | 18 | 12 | 0
QDg | 3 | 18 | 13 | 0
QDg | 3 | 18 | 14 | 0
QDg | 3 | 18 | 15 | 0
QDg | 3 | 18 | 16 | 0
QDg | 3 | 18 | 17 | 0
QDg | 3 | 18 | 18 | 0
QDg | 3 | 18 | 19 | 0
QDg | 3 | 18 | 20 | 0
QDg | 3 | 18 | 21 | 0
QDg | 3 | 18 | 22 | 0
QDg | 3 | 18 | 23 | 0
QDg | 3 | 18 | 24 | 0
QDg | 3 | 19 | 1 | 0
QDg | 3 | 19 | 2 | 0
QDg | 3 | 19 | 3 | 0
QDg | 3 | 19 | 4 | 0
QDg | 3 | 19 | 5 | 0
QDg | 3 | 19 | 6 | 0
QDg | 3 | 19 | 7 | 0
QDg | 3 | 19 | 8 | 0
QDg | 3 | 19 | 9 | 0
QDg | 3 | 19 | 10 | 0
QDg | 3 | 19 | 11 | 0
QDg | 3 | 19 | 12 | 0
QDg | 3 | 19 | 13 | 0
QDg | 3 | 19 | 14 | 0
QDg | 3 | 19 | 15 | 0
QDg | 3 | 19 | 16 | 0
QDg | 3 | 19 | 17 | 0
QDg | 3 | 19 | 18 | 0
QDg | 3 | 19 | 19 | 0
QDg | 3 | 19 | 20 | 0
QDg | 3 | 19 | 21 | 0
QDg | 3 | 19 | 22 | 0
QDg | 3 | 19 | 23 | 0
QDg | 3 | 19 | 24 | 0
QDg | 3 | 20 | 1 | 0
QDg | 3 | 20 | 2 | 0
QDg | 3 | 20 | 3 | 0
QDg | 3 | 20 | 4 | 0
QDg | 3 | 20 | 5 | 0
QDg | 3 | 20 | 6 | 0
QDg | 3 | 20 | 7 | 0
QDg | 3 | 20 | 8 | 0
QDg | 3 | 20 | 9 | 0
QDg | 3 | 20 | 10 | 0
QDg | 3 | 20 | 11 | 0
QDg | 3 | 20 | 12 | 0
QDg | 3 | 20 | 13 | 0
QDg | 3 | 20 | 14 | 0
QDg | 3 | 20 | 15 | 0
QDg | 3 | 20 | 16 | 0
QDg | 3 | 20 | 17 | 0
QDg | 3 | 20 | 18 | 0
QDg | 3 | 20 | 19 | 0
QDg | 3 | 20 | 20 | 0
QDg | 3 | 20 | 21 | 0
QDg | 3 | 20 | 22 | 0
QDg | 3 | 20 | 23 | 0
QDg | 3 | 20 | 24 | 0
QDg | 3 | 21 | 1 | 0
QDg | 3 | 21 | 2 | 0
QDg | 3 | 21 | 3 | 0
QDg | 3 | 21 | 4 | 0
QDg | 3 | 21 | 5 | 0
QDg | 3 | 21 | 6 | 0
QDg | 3 | 21 | 7 | 0
QDg | 3 | 21 | 8 | 0
QDg | 3 | 21 | 9 | 0
QDg | 3 | 21 | 10 | 0
QDg | 3 | 21 | 11 | 0
QDg | 3 | 21 | 12 | 0
QDg | 3 | 21 | 13 | 0
QDg | 3 | 21 | 14 | 0
QDg | 3 | 21 | 15 | 0
QDg | 3 | 21 | 16 | 0
QDg | 3 | 21 | 17 | 0
QDg | 3 | 21 | 18 | 0
QDg | 3 | 21 | 19 | 0
QDg | 3 | 21 | 20 | 0
QDg | 3 | 21 | 21 | 0
QDg | 3 | 21 | 22 | 0
QDg | 3 | 21 | 23 | 0
QDg | 3 | 21 | 24 | 0
QDg | 3 | 22 | 1 | 0
QDg | 3 | 22 | 2 | 0
QDg | 3 | 22 | 3 | 0
QDg | 3 | 22 | 4 | 0
QDg | 3 | 22 | 5 | 0
QDg | 3 | 22 | 6 | 0
QDg | 3 | 22 | 7 | 0
QDg | 3 | 22 | 8 | 0
QDg | 3 | 22 | 9 | 0
QDg | 3 | 22 | 10 | 0
QDg | 3 | 22 | 11 | 0
QDg | 3 | 22 | 12 | 0
QDg | 3 | 22 | 13 | 0
QDg | 3 | 22 | 14 | 0
QDg | 3 | 22 | 15 | 0
QDg | 3 | 22 | 16 | 0
QDg | 3 | 22 | 17 | 0
QDg | 3 | 22 | 18 | 0
QDg | 3 | 22 | 19 | 0
QDg | 3 | 22 | 20 | 0
QDg | 3 | 22 | 21 | 0
QDg | 3 | 22 | 22 | 0
QDg | 3 | 22 | 23 | 0
QDg | 3 | 22 | 24 | 0
QDg | 3 | 23 | 1 | 0
QDg | 3 | 23 | 2 | 0
QDg | 3 | 23 | 3 | 0
QDg | 3 | 23 | 4 | 0
QDg | 3 | 23 | 5 | 0
QDg | 3 | 23 | 6 | 0
QDg | 3 | 23 | 7 | 0
QDg | 3 | 23 | 8 | 0
QDg | 3 | 23 | 9 | 0
QDg | 3 | 23 | 10 | 0
QDg | 3 | 23 | 11 | 0
QDg | 3 | 23 | 12 | 0
QDg | 3 | 23 | 13 | 0
QDg | 3 | 23 | 14 | 0
QDg | 3 | 23 | 15 | 0
QDg | 3 | 23 | 16 | 0
QDg | 3 | 23 | 17 | 0
QDg | 3 | 23 | 18 | 0
QDg | 3 | 23 | 19 | 0
QDg | 3 | 23 | 20 | 0
QDg | 3 | 23 | 21 | 0
QDg | 3 | 23 | 22 | 0
QDg | 3 | 23 | 23 | 0
QDg | 3 | 23 | 24 | 0
QDg | 3 | 24 | 1 | 0
QDg | 3 | 24 | 2 | 0
QDg | 3 | 24 | 3 | 0
QDg | 3 | 24 | 4 | 0
QDg | 3 | 24 | 5 | 0
QDg | 3 | 24 | 6 | 0
QDg | 3 | 24 | 7 | 0
QDg | 3 | 24 | 8 | 0
QDg | 3 | 24 | 9 | 0
QDg | 3 | 24 | 10 | 0
QDg | 3 | 24 | 11 | 0
QDg | 3 | 24 | 12 | 0
QDg | 3 | 24 | 13 | 0
QDg | 3 | 24 | 14 | 0
QDg | 3 | 24 | 15 | 0
QDg | 3 | 24 | 16 | 0
QDg | 3 | 24 | 17 | 0
QDg | 3 | 24 | 18 | 0
QDg | 3 | 24 | 19 | 0
QDg | 3 | 24 | 20 | 0
QDg | 3 | 24 | 21 | 0
QDg | 3 | 24 | 22 | 0
QDg | 3 | 24 | 23 | 0
QDg | 3 | 24 | 24 | 0
QDg | 3 | 25 | 1 | 0
QDg | 3 | 25 | 2 | 0
QDg | 3 | 25 | 3 | 0
QDg | 3 | 25 | 4 | 0
QDg | 3 | 25 | 5 | 0
QDg | 3 | 25 | 6 | 0
QDg | 3 | 25 | 7 | 0
QDg | 3 | 25 | 8 | 0
QDg | 3 | 25 | 9 | 0
QDg | 3 | 25 | 10 | 0
QDg | 3 | 25 | 11 | 0
QDg | 3 | 25 | 12 | 0
QDg | 3 | 25 | 13 | 0
QDg | 3 | 25 | 14 | 0
QDg | 3 | 25 | 15 | 0
QDg | 3 | 25 | 16 | 0
QDg | 3 | 25 | 17 | 0
QDg | 3 | 25 | 18 | 0
QDg | 3 | 25 | 19 | 0
QDg | 3 | 25 | 20 | 0
QDg | 3 | 25 | 21 | 0
QDg | 3 | 25 | 22 | 0
QDg | 3 | 25 | 23 | 0
QDg | 3 | 25 | 24 | 0
QDg | 3 | 26 | 1 | 0
QDg | 3 | 26 | 2 | 0
QDg | 3 | 26 | 3 | 0
QDg | 3 | 26 | 4 | 0
QDg | 3 | 26 | 5 | 0
QDg | 3 | 26 | 6 | 0
QDg | 3 | 26 | 7 | 0
QDg | 3 | 26 | 8 | 0
QDg | 3 | 26 | 9 | 0
QDg | 3 | 26 | 10 | 0
QDg | 3 | 26 | 11 | 0
QDg | 3 | 26 | 12 | 0
QDg | 3 | 26 | 13 | 0
QDg | 3 | 26 | 14 | 0
QDg | 3 | 26 | 15 | 0
QDg | 3 | 26 | 16 | 0
QDg | 3 | 26 | 17 | 0
QDg | 3 | 26 | 18 | 0
QDg | 3 | 26 | 19 | 0
QDg | 3 | 26 | 20 | 0
QDg | 3 | 26 | 21 | 0
QDg | 3 | 26 | 22 | 0
QDg | 3 | 26 | 23 | 0
QDg | 3 | 26 | 24 | 0
QDg | 3 | 27 | 1 | 0
QDg | 3 | 27 | 2 | 0
QDg | 3 | 27 | 3 | 0
QDg | 3 | 27 | 4 | 0
QDg | 3 | 27 | 5 | 0
QDg | 3 | 27 | 6 | 0
QDg | 3 | 27 | 7 | 0
QDg | 3 | 27 | 8 | 0
QDg | 3 | 27 | 9 | 0
QDg | 3 | 27 | 10 | 0
QDg | 3 | 27 | 11 | 0
QDg | 3 | 27 | 12 | 0
QDg | 3 | 27 | 13 | 0
QDg | 3 | 27 | 14 | 0
QDg | 3 | 27 | 15 | 0
QDg | 3 | 27 | 16 | 0
QDg | 3 | 27 | 17 | 0
QDg | 3 | 27 | 18 | 0
QDg | 3 | 27 | 19 | 0
QDg | 3 | 27 | 20 | 0
QDg | 3 | 27 | 21 | 0
QDg | 3 | 27 | 22 | 0
QDg | 3 | 27 | 23 | 0
QDg | 3 | 27 | 24 | 0
QDg | 3 | 28 | 1 | 0
QDg | 3 | 28 | 2 | 0
QDg | 3 | 28 | 3 | 0
QDg | 3 | 28 | 4 | 0
QDg | 3 | 28 | 5 | 0
QDg | 3 | 28 | 6 | 0
QDg | 3 | 28 | 7 | 0
QDg | 3 | 28 | 8 | 0
QDg | 3 | 28 | 9 | 0
QDg | 3 | 28 | 10 | 0
QDg | 3 | 28 | 11 | 0
QDg | 3 | 28 | 12 | 0
QDg | 3 | 28 | 13 | 0
QDg | 3 | 28 | 14 | 0
QDg | 3 | 28 | 15 | 0
QDg | 3 | 28 | 16 | 0
QDg | 3 | 28 | 17 | 0
QDg | 3 | 28 | 18 | 0
QDg | 3 | 28 | 19 | 0
QDg | 3 | 28 | 20 | 0
QDg | 3 | 28 | 21 | 0
QDg | 3 | 28 | 22 | 0
QDg | 3 | 28 | 23 | 0
QDg | 3 | 28 | 24 | 0
QDg | 3 | 29 | 1 | 0
QDg | 3 | 29 | 2 | 0
QDg | 3 | 29 | 3 | 0
QDg | 3 | 29 | 4 | 0
QDg | 3 | 29 | 5 | 0
QDg | 3 | 29 | 6 | 0
QDg | 3 | 29 | 7 | 0.00042158
QDg | 3 | 29 | 8 | 0.0020604
QDg | 3 | 29 | 9 | 0.0040071
QDg | 3 | 29 | 10 | 0.0057207
QDg | 3 | 29 | 11 | 0.0060661
QDg | 3 | 29 | 12 | 0.0065149
QDg | 3 | 29 | 13 | 0.0070148
QDg | 3 | 29 | 14 | 0.0066758
QDg | 3 | 29 | 15 | 0.00743
QDg | 3 | 29 | 16 | 0.0065358
QDg | 3 | 29 | 17 | 0.0052899
QDg | 3 | 29 | 18 | 0.0035873
QDg | 3 | 29 | 19 | 0.0017083
QDg | 3 | 29 | 20 | 0.00094234
QDg | 3 | 29 | 21 | 0.0006979
QDg | 3 | 29 | 22 | 0.00033372
QDg | 3 | 29 | 23 | 0.00015269
QDg | 3 | 29 | 24 | 0
QDg | 3 | 30 | 1 | 0
QDg | 3 | 30 | 2 | 0
QDg | 3 | 30 | 3 | 0
QDg | 3 | 30 | 4 | 0
QDg | 3 | 30 | 5 | 0
QDg | 3 | 30 | 6 | 0
QDg | 3 | 30 | 7 | 0
QDg | 3 | 30 | 8 | 0
QDg | 3 | 30 | 9 | 0
QDg | 3 | 30 | 10 | 0
QDg | 3 | 30 | 11 | 0
QDg | 3 | 30 | 12 | 0
QDg | 3 | 30 | 13 | 0
QDg | 3 | 30 | 14 | 0
QDg | 3 | 30 | 15 | 0
QDg | 3 | 30 | 16 | 0
QDg | 3 | 30 | 17 | 0
QDg | 3 | 30 | 18 | 0
QDg | 3 | 30 | 19 | 0
QDg | 3 | 30 | 20 | 0
QDg | 3 | 30 | 21 | 0
QDg | 3 | 30 | 22 | 0
QDg | 3 | 30 | 23 | 0
QDg | 3 | 30 | 24 | 0
QDg | 3 | 31 | 1 | 0
QDg | 3 | 31 | 2 | 0
QDg | 3 | 31 | 3 | 0
QDg | 3 | 31 | 4 | 0
QDg | 3 | 31 | 5 | 0
QDg | 3 | 31 | 6 | 0
QDg | 3 | 31 | 7 | 0
QDg | 3 | 31 | 8 | 0
QDg | 3 | 31 | 9 | 0
QDg | 3 | 31 | 10 | 0
QDg | 3 | 31 | 11 | 0
QDg | 3 | 31 | 12 | 0
QDg | 3 | 31 | 13 | 0
QDg | 3 | 31 | 14 | 0
QDg | 3 | 31 | 15 | 0
QDg | 3 | 31 | 16 | 0
QDg | 3 | 31 | 17 | 0
QDg | 3 | 31 | 18 | 0
QDg | 3 | 31 | 19 | 0
QDg | 3 | 31 | 20 | 0
QDg | 3 | 31 | 21 | 0
QDg | 3 | 31 | 22 | 0
QDg | 3 | 31 | 23 | 0
QDg | 3 | 31 | 24 | 0
QDg | 3 | 32 | 1 | 0
QDg | 3 | 32 | 2 | 0
QDg | 3 | 32 | 3 | 0
QDg | 3 | 32 | 4 | 0
QDg | 3 | 32 | 5 | 0
QDg | 3 | 32 | 6 | 0
QDg | 3 | 32 | 7 | 0
QDg | 3 | 32 | 8 | 0
QDg | 3 | 32 | 9 | 0
QDg | 3 | 32 | 10 | 0
QDg | 3 | 32 | 11 | 0
QDg | 3 | 32 | 12 | 0
QDg | 3 | 32 | 13 | 0
QDg | 3 | 32 | 14 | 0
QDg | 3 | 32 | 15 | 0
QDg | 3 | 32 | 16 | 0
QDg | 3 | 32 | 17 | 0
QDg | 3 | 32 | 18 | 0
QDg | 3 | 32 | 19 | 0
QDg | 3 | 32 | 20 | 0
QDg | 3 | 32 | 21 | 0
QDg | 3 | 32 | 22 | 0
QDg | 3 | 32 | 23 | 0
QDg | 3 | 32 | 24 | 0
QDg | 3 | 33 | 1 | 0
QDg | 3 | 33 | 2 | 0
QDg | 3 | 33 | 3 | 0
QDg | 3 | 33 | 4 | 0
QDg | 3 | 33 | 5 | 0
QDg | 3 | 33 | 6 | 0
QDg | 3 | 33 | 7 | 0
QDg | 3 | 33 | 8 | 0
QDg | 3 | 33 | 9 | 0
QDg | 3 | 33 | 10 | 0
QDg | 3 | 33 | 11 | 0
QDg | 3 | 33 | 12 | 0
QDg | 3 | 33 | 13 | 0
QDg | 3 | 33 | 14 | 0
QDg | 3 | 33 | 15 | 0
QDg | 3 | 33 | 16 | 0
QDg | 3 | 33 | 17 | 0
QDg | 3 | 33 | 18 | 0
QDg | 3 | 33 | 19 | 0
QDg | 3 | 33 | 20 | 0
QDg | 3 | 33 | 21 | 0
QDg | 3 | 33 | 22 | 0
QDg | 3 | 33 | 23 | 0
QDg | 3 | 33 | 24 | 0
QDg | 4 | 1 | 1 | 0
QDg | 4 | 1 | 2 | 0
QDg | 4 | 1 | 3 | 0
QDg | 4 | 1 | 4 | 0
QDg | 4 | 1 | 5 | 0
QDg | 4 | 1 | 6 | 0
QDg | 4 | 1 | 7 | 0
QDg | 4 | 1 | 8 | 0
QDg | 4 | 1 | 9 | 0
QDg | 4 | 1 | 10 | 0
QDg | 4 | 1 | 11 | 0
QDg | 4 | 1 | 12 | 0
QDg | 4 | 1 | 13 | 0
QDg | 4 | 1 | 14 | 0
QDg | 4 | 1 | 15 | 0
QDg | 4 | 1 | 16 | 0
QDg | 4 | 1 | 17 | 0
QDg | 4 | 1 | 18 | 0
QDg | 4 | 1 | 19 | 0
QDg | 4 | 1 | 20 | 0
QDg | 4 | 1 | 21 | 0
QDg | 4 | 1 | 22 | 0
QDg | 4 | 1 | 23 | 0
QDg | 4 | 1 | 24 | 0
QDg | 4 | 2 | 1 | 0
QDg | 4 | 2 | 2 | 0
QDg | 4 | 2 | 3 | 0
QDg | 4 | 2 | 4 | 0
QDg | 4 | 2 | 5 | 0
QDg | 4 | 2 | 6 | 0
QDg | 4 | 2 | 7 | 0
QDg | 4 | 2 | 8 | 0
QDg | 4 | 2 | 9 | 0
QDg | 4 | 2 | 10 | 0
QDg | 4 | 2 | 11 | 0
QDg | 4 | 2 | 12 | 0
QDg | 4 | 2 | 13 | 0
QDg | 4 | 2 | 14 | 0
QDg | 4 | 2 | 15 | 0
QDg | 4 | 2 | 16 | 0
QDg | 4 | 2 | 17 | 0
QDg | 4 | 2 | 18 | 0
QDg | 4 | 2 | 19 | 0
QDg | 4 | 2 | 20 | 0
QDg | 4 | 2 | 21 | 0
QDg | 4 | 2 | 22 | 0
QDg | 4 | 2 | 23 | 0
QDg | 4 | 2 | 24 | 0
QDg | 4 | 3 | 1 | 0
QDg | 4 | 3 | 2 | 0
QDg | 4 | 3 | 3 | 0
QDg | 4 | 3 | 4 | 0
QDg | 4 | 3 | 5 | 0
QDg | 4 | 3 | 6 | 0
QDg | 4 | 3 | 7 | 0
QDg | 4 | 3 | 8 | 0
QDg | 4 | 3 | 9 | 0
QDg | 4 | 3 | 10 | 0
QDg | 4 | 3 | 11 | 0
QDg | 4 | 3 | 12 | 0
QDg | 4 | 3 | 13 | 0
QDg | 4 | 3 | 14 | 0
QDg | 4 | 3 | 15 | 0
QDg | 4 | 3 | 16 | 0
QDg | 4 | 3 | 17 | 0
QDg | 4 | 3 | 18 | 0
QDg | 4 | 3 | 19 | 0
QDg | 4 | 3 | 20 | 0
QDg | 4 | 3 | 21 | 0
QDg | 4 | 3 | 22 | 0
QDg | 4 | 3 | 23 | 0
QDg | 4 | 3 | 24 | 0
QDg | 4 | 4 | 1 | 0
QDg | 4 | 4 | 2 | 0
QDg | 4 | 4 | 3 | 0
QDg | 4 | 4 | 4 | 0
QDg | 4 | 4 | 5 | 0
QDg | 4 | 4 | 6 | 0
QDg | 4 | 4 | 7 | 0
QDg | 4 | 4 | 8 | 0
QDg | 4 | 4 | 9 | 0
QDg | 4 | 4 | 10 | 0
QDg | 4 | 4 | 11 | 0
QDg | 4 | 4 | 12 | 0
QDg | 4 | 4 | 13 | 0
QDg | 4 | 4 | 14 | 0
QDg | 4 | 4 | 15 | 0
QDg | 4 | 4 | 16 | 0
QDg | 4 | 4 | 17 | 0
QDg | 4 | 4 | 18 | 0
QDg | 4 | 4 | 19 | 0
QDg | 4 | 4 | 20 | 0
QDg | 4 | 4 | 21 | 0
QDg | 4 | 4 | 22 | 0
QDg | 4 | 4 | 23 | 0
QDg | 4 | 4 | 24 | 0
QDg | 4 | 5 | 1 | 0
QDg | 4 | 5 | 2 | 0
QDg | 4 | 5 | 3 | 0
QDg | 4 | 5 | 4 | 0
QDg | 4 | 5 | 5 | 0
QDg | 4 | 5 | 6 | 0
QDg | 4 | 5 | 7 | 0
QDg | 4 | 5 | 8 | 0
QDg | 4 | 5 | 9 | 0
QDg | 4 | 5 | 10 | 0
QDg | 4 | 5 | 11 | 0
QDg | 4 | 5 | 12 | 0
QDg | 4 | 5 | 13 | 0
QDg | 4 | 5 | 14 | 0
QDg | 4 | 5 | 15 | 0
QDg | 4 | 5 | 16 | 0
QDg | 4 | 5 | 17 | 0
QDg | 4 | 5 | 18 | 0
QDg | 4 | 5 | 19 | 0
QDg | 4 | 5 | 20 | 0
QDg | 4 | 5 | 21 | 0
QDg | 4 | 5 | 22 | 0
QDg | 4 | 5 | 23 | 0
QDg | 4 | 5 | 24 | 0
QDg | 4 | 6 | 1 | 0
QDg | 4 | 6 | 2 | 0
QDg | 4 | 6 | 3 | 0
QDg | 4 | 6 | 4 | 0
QDg | 4 | 6 | 5 | 0
QDg | 4 | 6 | 6 | 0
QDg | 4 | 6 | 7 | 0
QDg | 4 | 6 | 8 | 0
QDg | 4 | 6 | 9 | 0
QDg | 4 | 6 | 10 | 0
QDg | 4 | 6 | 11 | 0
QDg | 4 | 6 | 12 | 0
QDg | 4 | 6 | 13 | 0
QDg | 4 | 6 | 14 | 0
QDg | 4 | 6 | 15 | 0
QDg | 4 | 6 | 16 | 0
QDg | 4 | 6 | 17 | 0
QDg | 4 | 6 | 18 | 0
QDg | 4 | 6 | 19 | 0
QDg | 4 | 6 | 20 | 0
QDg | 4 | 6 | 21 | 0
QDg | 4 | 6 | 22 | 0
QDg | 4 | 6 | 23 | 0
QDg | 4 | 6 | 24 | 0
QDg | 4 | 7 | 1 | 0
QDg | 4 | 7 | 2 | 0
QDg | 4 | 7 | 3 | 0
QDg | 4 | 7 | 4 | 0
QDg | 4 | 7 | 5 | 0
QDg | 4 | 7 | 6 | 0
QDg | 4 | 7 | 7 | 0
QDg | 4 | 7 | 8 | 0
QDg | 4 | 7 | 9 | 0
QDg | 4 | 7 | 10 | 0
QDg | 4 | 7 | 11 | 0
QDg | 4 | 7 | 12 | 0
QDg | 4 | 7 | 13 | 0
QDg | 4 | 7 | 14 | 0
QDg | 4 | 7 | 15 | 0
QDg | 4 | 7 | 16 | 0
QDg | 4 | 7 | 17 | 0
QDg | 4 | 7 | 18 | 0
QDg | 4 | 7 | 19 | 0
QDg | 4 | 7 | 20 | 0
QDg | 4 | 7 | 21 | 0
QDg | 4 | 7 | 22 | 0
QDg | 4 | 7 | 23 | 0
QDg | 4 | 7 | 24 | 0
QDg | 4 | 8 | 1 | 0
QDg | 4 | 8 | 2 | 0
QDg | 4 | 8 | 3 | 0
QDg | 4 | 8 | 4 | 0
QDg | 4 | 8 | 5 | 0
QDg | 4 | 8 | 6 | 0
QDg | 4 | 8 | 7 | 0
QDg | 4 | 8 | 8 | 0
QDg | 4 | 8 | 9 | 0
QDg | 4 | 8 | 10 | 0
QDg | 4 | 8 | 11 | 0
QDg | 4 | 8 | 12 | 0
QDg | 4 | 8 | 13 | 0
QDg | 4 | 8 | 14 | 0
QDg | 4 | 8 | 15 | 0
QDg | 4 | 8 | 16 | 0
QDg | 4 | 8 | 17 | 0
QDg | 4 | 8 | 18 | 0
QDg | 4 | 8 | 19 | 0
QDg | 4 | 8 | 20 | 0
QDg | 4 | 8 | 21 | 0
QDg | 4 | 8 | 22 | 0
QDg | 4 | 8 | 23 | 0
QDg | 4 | 8 | 24 | 0
QDg | 4 | 9 | 1 | 0
QDg | 4 | 9 | 2 | 0
QDg | 4 | 9 | 3 | 0
QDg | 4 | 9 | 4 | 0
QDg | 4 | 9 | 5 | 0
QDg | 4 | 9 | 6 | 0
QDg | 4 | 9 | 7 | 0
QDg | 4 | 9 | 8 | 0
QDg | 4 | 9 | 9 | 0
QDg | 4 | 9 | 10 | 0
QDg | 4 | 9 | 11 | 0
QDg | 4 | 9 | 12 | 0
QDg | 4 | 9 | 13 | 0
QDg | 4 | 9 | 14 | 0
QDg | 4 | 9 | 15 | 0
QDg | 4 | 9 | 16 | 0
QDg | 4 | 9 | 17 | 0
QDg | 4 | 9 | 18 | 0
QDg | 4 | 9 | 19 | 0
QDg | 4 | 9 | 20 | 0
QDg | 4 | 9 | 21 | 0
QDg | 4 | 9 | 22 | 0
QDg | 4 | 9 | 23 | 0
QDg | 4 | 9 | 24 | 0
QDg | 4 | 10 | 1 | 0
QDg | 4 | 10 | 2 | 0
QDg | 4 | 10 | 3 | 0
QDg | 4 | 10 | 4 | 0
QDg | 4 | 10 | 5 | 0
QDg | 4 | 10 | 6 | 0
QDg | 4 | 10 | 7 | 0
QDg | 4 | 10 | 8 | 0
QDg | 4 | 10 | 9 | 0
QDg | 4 | 10 | 10 | 0
QDg | 4 | 10 | 11 | 0
QDg | 4 | 10 | 12 | 0
QDg | 4 | 10 | 13 | 0
QDg | 4 | 10 | 14 | 0
QDg | 4 | 10 | 15 | 0
QDg | 4 | 10 | 16 | 0
QDg | 4 | 10 | 17 | 0
QDg | 4 | 10 | 18 | 0
QDg | 4 | 10 | 19 | 0
QDg | 4 | 10 | 20 | 0
QDg | 4 | 10 | 21 | 0
QDg | 4 | 10 | 22 | 0
QDg | 4 | 10 | 23 | 0
QDg | 4 | 10 | 24 | 0
QDg | 4 | 11 | 1 | 0
QDg | 4 | 11 | 2 | 0
QDg | 4 | 11 | 3 | 0
QDg | 4 | 11 | 4 | 0
QDg | 4 | 11 | 5 | 0
QDg | 4 | 11 | 6 | 0
QDg | 4 | 11 | 7 | 0
QDg | 4 | 11 | 8 | 0
QDg | 4 | 11 | 9 | 0
QDg | 4 | 11 | 10 | 0
QDg | 4 | 11 | 11 | 0
QDg | 4 | 11 | 12 | 0
QDg | 4 | 11 | 13 | 0
QDg | 4 | 11 | 14 | 0
QDg | 4 | 11 | 15 | 0
QDg | 4 | 11 | 16 | 0
QDg | 4 | 11 | 17 | 0
QDg | 4 | 11 | 18 | 0
QDg | 4 | 11 | 19 | 0
QDg | 4 | 11 | 20 | 0
QDg | 4 | 11 | 21 | 0
QDg | 4 | 11 | 22 | 0
QDg | 4 | 11 | 23 | 0
QDg | 4 | 11 | 24 | 0
QDg | 4 | 12 | 1 | 0
QDg | 4 | 12 | 2 | 0
QDg | 4 | 12 | 3 | 0
QDg | 4 | 12 | 4 | 0
QDg | 4 | 12 | 5 | 0
QDg | 4 | 12 | 6 | 0
QDg | 4 | 12 | 7 | 0
QDg | 4 | 12 | 8 | 0
QDg | 4 | 12 | 9 | 0
QDg | 4 | 12 | 10 | 0
QDg | 4 | 12 | 11 | 0
QDg | 4 | 12 | 12 | 0
QDg | 4 | 12 | 13 | 0
QDg | 4 | 12 | 14 | 0
QDg | 4 | 12 | 15 | 0
QDg | 4 | 12 | 16 | 0
QDg | 4 | 12 | 17 | 0
QDg | 4 | 12 | 18 | 0
QDg | 4 | 12 | 19 | 0
QDg | 4 | 12 | 20 | 0
QDg | 4 | 12 | 21 | 0
QDg | 4 | 12 | 22 | 0
QDg | 4 | 12 | 23 | 0
QDg | 4 | 12 | 24 | 0
QDg | 4 | 13 | 1 | 0
QDg | 4 | 13 | 2 | 0
QDg | 4 | 13 | 3 | 0
QDg | 4 | 13 | 4 | 0
QDg | 4 | 13 | 5 | 0
QDg | 4 | 13 | 6 | 0
QDg | 4 | 13 | 7 | 0
QDg | 4 | 13 | 8 | 0
QDg | 4 | 13 | 9 | 0
QDg | 4 | 13 | 10 | 0
QDg | 4 | 13 | 11 | 0
QDg | 4 | 13 | 12 | 0
QDg | 4 | 13 | 13 | 0
QDg | 4 | 13 | 14 | 0
QDg | 4 | 13 | 15 | 0
QDg | 4 | 13 | 16 | 0
QDg | 4 | 13 | 17 | 0
QDg | 4 | 13 | 18 | 0
QDg | 4 | 13 | 19 | 0
QDg | 4 | 13 | 20 | 0
QDg | 4 | 13 | 21 | 0
QDg | 4 | 13 | 22 | 0
QDg | 4 | 13 | 23 | 0
QDg | 4 | 13 | 24 | 0
QDg | 4 | 14 | 1 | 0
QDg | 4 | 14 | 2 | 0
QDg | 4 | 14 | 3 | 0
QDg | 4 | 14 | 4 | 0
QDg | 4 | 14 | 5 | 0
QDg | 4 | 14 | 6 | 0
QDg | 4 | 14 | 7 | 0
QDg | 4 | 14 | 8 | 0
QDg | 4 | 14 | 9 | 0
QDg | 4 | 14 | 10 | 0
QDg | 4 | 14 | 11 | 0
QDg | 4 | 14 | 12 | 0
QDg | 4 | 14 | 13 | 0
QDg | 4 | 14 | 14 | 0
QDg | 4 | 14 | 15 | 0
QDg | 4 | 14 | 16 | 0
QDg | 4 | 14 | 17 | 0
QDg | 4 | 14 | 18 | 0
QDg | 4 | 14 | 19 | 0
QDg | 4 | 14 | 20 | 0
QDg | 4 | 14 | 21 | 0
QDg | 4 | 14 | 22 | 0
QDg | 4 | 14 | 23 | 0
QDg | 4 | 14 | 24 | 0
QDg | 4 | 15 | 1 | 0
QDg | 4 | 15 | 2 | 0
QDg | 4 | 15 | 3 | 0
QDg | 4 | 15 | 4 | 0
QDg | 4 | 15 | 5 | 0
QDg | 4 | 15 | 6 | 0
QDg | 4 | 15 | 7 | 0
QDg | 4 | 15 | 8 | 0
QDg | 4 | 15 | 9 | 0
QDg | 4 | 15 | 10 | 0
QDg | 4 | 15 | 11 | 0
QDg | 4 | 15 | 12 | 0
QDg | 4 | 15 | 13 | 0
QDg | 4 | 15 | 14 | 0
QDg | 4 | 15 | 15 | 0
QDg | 4 | 15 | 16 | 0
QDg | 4 | 15 | 17 | 0
QDg | 4 | 15 | 18 | 0
QDg | 4 | 15 | 19 | 0
QDg | 4 | 15 | 20 | 0
QDg | 4 | 15 | 21 | 0
QDg | 4 | 15 | 22 | 0
QDg | 4 | 15 | 23 | 0
QDg | 4 | 15 | 24 | 0
QDg | 4 | 16 | 1 | 0
QDg | 4 | 16 | 2 | 0
QDg | 4 | 16 | 3 | 0
QDg | 4 | 16 | 4 | 0
QDg | 4 | 16 | 5 | 0
QDg | 4 | 16 | 6 | 0
QDg | 4 | 16 | 7 | 0
QDg | 4 | 16 | 8 | 0
QDg | 4 | 16 | 9 | 0
QDg | 4 | 16 | 10 | 0
QDg | 4 | 16 | 11 | 0
QDg | 4 | 16 | 12 | 0
QDg | 4 | 16 | 13 | 0
QDg | 4 | 16 | 14 | 0
QDg | 4 | 16 | 15 | 0
QDg | 4 | 16 | 16 | 0
QDg | 4 | 16 | 17 | 0
QDg | 4 | 16 | 18 | 0
QDg | 4 | 16 | 19 | 0
QDg | 4 | 16 | 20 | 0
QDg | 4 | 16 | 21 | 0
QDg | 4 | 16 | 22 | 0
QDg | 4 | 16 | 23 | 0
QDg | 4 | 16 | 24 | 0
QDg | 4 | 17 | 1 | 0
QDg | 4 | 17 | 2 | 0
QDg | 4 | 17 | 3 | 0
QDg | 4 | 17 | 4 | 0
QDg | 4 | 17 | 5 | 0
QDg | 4 | 17 | 6 | 0
QDg | 4 | 17 | 7 | 0
QDg | 4 | 17 | 8 | 0
QDg | 4 | 17 | 9 | 0
QDg | 4 | 17 | 10 | 0
QDg | 4 | 17 | 11 | 0
QDg | 4 | 17 | 12 | 0
QDg | 4 | 17 | 13 | 0
QDg | 4 | 17 | 14 | 0
QDg | 4 | 17 | 15 | 0
QDg | 4 | 17 | 16 | 0
QDg | 4 | 17 | 17 | 0
QDg | 4 | 17 | 18 | 0
QDg | 4 | 17 | 19 | 0
QDg | 4 | 17 | 20 | 0
QDg | 4 | 17 | 21 | 0
QDg | 4 | 17 | 22 | 0
QDg | 4 | 17 | 23 | 0
QDg | 4 | 17 | 24 | 0
QDg | 4 | 18 | 1 | 0
QDg | 4 | 18 | 2 | 0
QDg | 4 | 18 | 3 | 0
QDg | 4 | 18 | 4 | 0
QDg | 4 | 18 | 5 | 0
QDg | 4 | 18 | 6 | 0
QDg | 4 | 18 | 7 | 0
QDg | 4 | 18 | 8 | 0
QDg | 4 | 18 | 9 | 0
QDg | 4 | 18 | 10 | 0
QDg | 4 | 18 | 11 | 0
QDg | 4 | 18 | 12 | 0
QDg | 4 | 18 | 13 | 0
QDg | 4 | 18 | 14 | 0
QDg | 4 | 18 | 15 | 0
QDg | 4 | 18 | 16 | 0
QDg | 4 | 18 | 17 | 0
QDg | 4 | 18 | 18 | 0
QDg | 4 | 18 | 19 | 0
QDg | 4 | 18 | 20 | 0
QDg | 4 | 18 | 21 | 0
QDg | 4 | 18 | 22 | 0
QDg | 4 | 18 | 23 | 0
QDg | 4 | 18 | 24 | 0
QDg | 4 | 19 | 1 | 0
QDg | 4 | 19 | 2 | 0
QDg | 4 | 19 | 3 | 0
QDg | 4 | 19 | 4 | 0
QDg | 4 | 19 | 5 | 0
QDg | 4 | 19 | 6 | 0
QDg | 4 | 19 | 7 | 0
QDg | 4 | 19 | 8 | 0
QDg | 4 | 19 | 9 | 0
QDg | 4 | 19 | 10 | 0
QDg | 4 | 19 | 11 | 0
QDg | 4 | 19 | 12 | 0
QDg | 4 | 19 | 13 | 0
QDg | 4 | 19 | 14 | 0
QDg | 4 | 19 | 15 | 0
QDg | 4 | 19 | 16 | 0
QDg | 4 | 19 | 17 | 0
QDg | 4 | 19 | 18 | 0
QDg | 4 | 19 | 19 | 0
QDg | 4 | 19 | 20 | 0
QDg | 4 | 19 | 21 | 0
QDg | 4 | 19 | 22 | 0
QDg | 4 | 19 | 23 | 0
QDg | 4 | 19 | 24 | 0
QDg | 4 | 20 | 1 | 0
QDg | 4 | 20 | 2 | 0
QDg | 4 | 20 | 3 | 0
QDg | 4 | 20 | 4 | 0
QDg | 4 | 20 | 5 | 0
QDg | 4 | 20 | 6 | 0
QDg | 4 | 20 | 7 | 0
QDg | 4 | 20 | 8 | 0
QDg | 4 | 20 | 9 | 0
QDg | 4 | 20 | 10 | 0
QDg | 4 | 20 | 11 | 0
QDg | 4 | 20 | 12 | 0
QDg | 4 | 20 | 13 | 0
QDg | 4 | 20 | 14 | 0
QDg | 4 | 20 | 15 | 0
QDg | 4 | 20 | 16 | 0
QDg | 4 | 20 | 17 | 0
QDg | 4 | 20 | 18 | 0
QDg | 4 | 20 | 19 | 0
QDg | 4 | 20 | 20 | 0
QDg | 4 | 20 | 21 | 0
QDg | 4 | 20 | 22 | 0
QDg | 4 | 20 | 23 | 0
QDg | 4 | 20 | 24 | 0
QDg | 4 | 21 | 1 | 0
QDg | 4 | 21 | 2 | 0
QDg | 4 | 21 | 3 | 0
QDg | 4 | 21 | 4 | 0
QDg | 4 | 21 | 5 | 0
QDg | 4 | 21 | 6 | 0
QDg | 4 | 21 | 7 | 0
QDg | 4 | 21 | 8 | 0
QDg | 4 | 21 | 9 | 0
QDg | 4 | 21 | 10 | 0
QDg | 4 | 21 | 11 | 0
QDg | 4 | 21 | 12 | 0
QDg | 4 | 21 | 13 | 0
QDg | 4 | 21 | 14 | 0
QDg | 4 | 21 | 15 | 0
QDg | 4 | 21 | 16 | 0
QDg | 4 | 21 | 17 | 0
QDg | 4 | 21 | 18 | 0
QDg | 4 | 21 | 19 | 0
QDg | 4 | 21 | 20 | 0
QDg | 4 | 21 | 21 | 0
QDg | 4 | 21 | 22 | 0
QDg | 4 | 21 | 23 | 0
QDg | 4 | 21 | 24 | 0
QDg | 4 | 22 | 1 | 0
QDg | 4 | 22 | 2 | 0
QDg | 4 | 22 | 3 | 0
QDg | 4 | 22 | 4 | 0
QDg | 4 | 22 | 5 | 0
QDg | 4 | 22 | 6 | 0
QDg | 4 | 22 | 7 | 0
QDg | 4 | 22 | 8 | 0
QDg | 4 | 22 | 9 | 0
QDg | 4 | 22 | 10 | 0
QDg | 4 | 22 | 11 | 0
QDg | 4 | 22 | 12 | 0
QDg | 4 | 22 | 13 | 0
QDg | 4 | 22 | 14 | 0
QDg | 4 | 22 | 15 | 0
QDg | 4 | 22 | 16 | 0
QDg | 4 | 22 | 17 | 0
QDg | 4 | 22 | 18 | 0
QDg | 4 | 22 | 19 | 0
QDg | 4 | 22 | 20 | 0
QDg | 4 | 22 | 21 | 0
QDg | 4 | 22 | 22 | 0
QDg | 4 | 22 | 23 | 0
QDg | 4 | 22 | 24 | 0
QDg | 4 | 23 | 1 | 0
QDg | 4 | 23 | 2 | 0
QDg | 4 | 23 | 3 | 0
QDg | 4 | 23 | 4 | 0
QDg | 4 | 23 | 5 | 0
QDg | 4 | 23 | 6 | 0
QDg | 4 | 23 | 7 | 0.00042158
QDg | 4 | 23 | 8 | 0.0020604
QDg | 4 | 23 | 9 | 0.0040071
QDg | 4 | 23 | 10 | 0.0057207
QDg | 4 | 23 | 11 | 0.0060661
QDg | 4 | 23 | 12 | 0.0065149
QDg | 4 | 23 | 13 | 0.0070148
QDg | 4 | 23 | 14 | 0.0066758
QDg | 4 | 23 | 15 | 0.00743
QDg | 4 | 23 | 16 | 0.0065358
QDg | 4 | 23 | 17 | 0.0052899
QDg | 4 | 23 | 18 | 0.0035873
QDg | 4 | 23 | 19 | 0.0017083
QDg | 4 | 23 | 20 | 0.00094234
QDg | 4 | 23 | 21 | 0.0006979
QDg | 4 | 23 | 22 | 0.00033372
QDg | 4 | 23 | 23 | 0.00015269
QDg | 4 | 23 | 24 | 0
QDg | 4 | 24 | 1 | 0
QDg | 4 | 24 | 2 | 0
QDg | 4 | 24 | 3 | 0
QDg | 4 | 24 | 4 | 0
QDg | 4 | 24 | 5 | 0
QDg | 4 | 24 | 6 | 0
QDg | 4 | 24 | 7 | 0
QDg | 4 | 24 | 8 | 0
QDg | 4 | 24 | 9 | 0
QDg | 4 | 24 | 10 | 0
QDg | 4 | 24 | 11 | 0
QDg | 4 | 24 | 12 | 0
QDg | 4 | 24 | 13 | 0
QDg | 4 | 24 | 14 | 0
QDg | 4 | 24 | 15 | 0
QDg | 4 | 24 | 16 | 0
QDg | 4 | 24 | 17 | 0
QDg | 4 | 24 | 18 | 0
QDg | 4 | 24 | 19 | 0
QDg | 4 | 24 | 20 | 0
QDg | 4 | 24 | 21 | 0
QDg | 4 | 24 | 22 | 0
QDg | 4 | 24 | 23 | 0
QDg | 4 | 24 | 24 | 0
QDg | 4 | 25 | 1 | 0
QDg | 4 | 25 | 2 | 0
QDg | 4 | 25 | 3 | 0
QDg | 4 | 25 | 4 | 0
QDg | 4 | 25 | 5 | 0
QDg | 4 | 25 | 6 | 0
QDg | 4 | 25 | 7 | 0
QDg | 4 | 25 | 8 | 0
QDg | 4 | 25 | 9 | 0
QDg | 4 | 25 | 10 | 0
QDg | 4 | 25 | 11 | 0
QDg | 4 | 25 | 12 | 0
QDg | 4 | 25 | 13 | 0
QDg | 4 | 25 | 14 | 0
QDg | 4 | 25 | 15 | 0
QDg | 4 | 25 | 16 | 0
QDg | 4 | 25 | 17 | 0
QDg | 4 | 25 | 18 | 0
QDg | 4 | 25 | 19 | 0
QDg | 4 | 25 | 20 | 0
QDg | 4 | 25 | 21 | 0
QDg | 4 | 25 | 22 | 0
QDg | 4 | 25 | 23 | 0
QDg | 4 | 25 | 24 | 0
QDg | 4 | 26 | 1 | 0
QDg | 4 | 26 | 2 | 0
QDg | 4 | 26 | 3 | 0
QDg | 4 | 26 | 4 | 0
QDg | 4 | 26 | 5 | 0
QDg | 4 | 26 | 6 | 0
QDg | 4 | 26 | 7 | 0
QDg | 4 | 26 | 8 | 0
QDg | 4 | 26 | 9 | 0
QDg | 4 | 26 | 10 | 0
QDg | 4 | 26 | 11 | 0
QDg | 4 | 26 | 12 | 0
QDg | 4 | 26 | 13 | 0
QDg | 4 | 26 | 14 | 0
QDg | 4 | 26 | 15 | 0
QDg | 4 | 26 | 16 | 0
QDg | 4 | 26 | 17 | 0
QDg | 4 | 26 | 18 | 0
QDg | 4 | 26 | 19 | 0
QDg | 4 | 26 | 20 | 0
QDg | 4 | 26 | 21 | 0
QDg | 4 | 26 | 22 | 0
QDg | 4 | 26 | 23 | 0
QDg | 4 | 26 | 24 | 0
QDg | 4 | 27 | 1 | 0
QDg | 4 | 27 | 2 | 0
QDg | 4 | 27 | 3 | 0
QDg | 4 | 27 | 4 | 0
QDg | 4 | 27 | 5 | 0
QDg | 4 | 27 | 6 | 0
QDg | 4 | 27 | 7 | 0
QDg | 4 | 27 | 8 | 0
QDg | 4 | 27 | 9 | 0
QDg | 4 | 27 | 10 | 0
QDg | 4 | 27 | 11 | 0
QDg | 4 | 27 | 12 | 0
QDg | 4 | 27 | 13 | 0
QDg | 4 | 27 | 14 | 0
QDg | 4 | 27 | 15 | 0
QDg | 4 | 27 | 16 | 0
QDg | 4 | 27 | 17 | 0
QDg | 4 | 27 | 18 | 0
QDg | 4 | 27 | 19 | 0
QDg | 4 | 27 | 20 | 0
QDg | 4 | 27 | 21 | 0
QDg | 4 | 27 | 22 | 0
QDg | 4 | 27 | 23 | 0
QDg | 4 | 27 | 24 | 0
QDg | 4 | 28 | 1 | 0
QDg | 4 | 28 | 2 | 0
QDg | 4 | 28 | 3 | 0
QDg | 4 | 28 | 4 | 0
QDg | 4 | 28 | 5 | 0
QDg | 4 | 28 | 6 | 0
QDg | 4 | 28 | 7 | 0
QDg | 4 | 28 | 8 | 0
QDg | 4 | 28 | 9 | 0
QDg | 4 | 28 | 10 | 0
QDg | 4 | 28 | 11 | 0
QDg | 4 | 28 | 12 | 0
QDg | 4 | 28 | 13 | 0
QDg | 4 | 28 | 14 | 0
QDg | 4 | 28 | 15 | 0
QDg | 4 | 28 | 16 | 0
QDg | 4 | 28 | 17 | 0
QDg | 4 | 28 | 18 | 0
QDg | 4 | 28 | 19 | 0
QDg | 4 | 28 | 20 | 0
QDg | 4 | 28 | 21 | 0
QDg | 4 | 28 | 22 | 0
QDg | 4 | 28 | 23 | 0
QDg | 4 | 28 | 24 | 0
QDg | 4 | 29 | 1 | 0
QDg | 4 | 29 | 2 | 0
QDg | 4 | 29 | 3 | 0
QDg | 4 | 29 | 4 | 0
QDg | 4 | 29 | 5 | 0
QDg | 4 | 29 | 6 | 0
QDg | 4 | 29 | 7 | 0
QDg | 4 | 29 | 8 | 0
QDg | 4 | 29 | 9 | 0
QDg | 4 | 29 | 10 | 0
QDg | 4 | 29 | 11 | 0
QDg | 4 | 29 | 12 | 0
QDg | 4 | 29 | 13 | 0
QDg | 4 | 29 | 14 | 0
QDg | 4 | 29 | 15 | 0
QDg | 4 | 29 | 16 | 0
QDg | 4 | 29 | 17 | 0
QDg | 4 | 29 | 18 | 0
QDg | 4 | 29 | 19 | 0
QDg | 4 | 29 | 20 | 0
QDg | 4 | 29 | 21 | 0
QDg | 4 | 29 | 22 | 0
QDg | 4 | 29 | 23 | 0
QDg | 4 | 29 | 24 | 0
QDg | 4 | 30 | 1 | 0
QDg | 4 | 30 | 2 | 0
QDg | 4 | 30 | 3 | 0
QDg | 4 | 30 | 4 | 0
QDg | 4 | 30 | 5 | 0
QDg | 4 | 30 | 6 | 0
QDg | 4 | 30 | 7 | 0
QDg | 4 | 30 | 8 | 0
QDg | 4 | 30 | 9 | 0
QDg | 4 | 30 | 10 | 0
QDg | 4 | 30 | 11 | 0
QDg | 4 | 30 | 12 | 0
QDg | 4 | 30 | 13 | 0
QDg | 4 | 30 | 14 | 0
QDg | 4 | 30 | 15 | 0
QDg | 4 | 30 | 16 | 0
QDg | 4 | 30 | 17 | 0
QDg | 4 | 30 | 18 | 0
QDg | 4 | 30 | 19 | 0
QDg | 4 | 30 | 20 | 0
QDg | 4 | 30 | 21 | 0
QDg | 4 | 30 | 22 | 0
QDg | 4 | 30 | 23 | 0
QDg | 4 | 30 | 24 | 0
QDg | 4 | 31 | 1 | 0
QDg | 4 | 31 | 2 | 0
QDg | 4 | 31 | 3 | 0
QDg | 4 | 31 | 4 | 0
QDg | 4 | 31 | 5 | 0
QDg | 4 | 31 | 6 | 0
QDg | 4 | 31 | 7 | 0
QDg | 4 | 31 | 8 | 0
QDg | 4 | 31 | 9 | 0
QDg | 4 | 31 | 10 | 0
QDg | 4 | 31 | 11 | 0
QDg | 4 | 31 | 12 | 0
QDg | 4 | 31 | 13 | 0
QDg | 4 | 31 | 14 | 0
QDg | 4 | 31 | 15 | 0
QDg | 4 | 31 | 16 | 0
QDg | 4 | 31 | 17 | 0
QDg | 4 | 31 | 18 | 0
QDg | 4 | 31 | 19 | 0
QDg | 4 | 31 | 20 | 0
QDg | 4 | 31 | 21 | 0
QDg | 4 | 31 | 22 | 0
QDg | 4 | 31 | 23 | 0
QDg | 4 | 31 | 24 | 0
QDg | 4 | 32 | 1 | 0
QDg | 4 | 32 | 2 | 0
QDg | 4 | 32 | 3 | 0
QDg | 4 | 32 | 4 | 0
QDg | 4 | 32 | 5 | 0
QDg | 4 | 32 | 6 | 0
QDg | 4 | 32 | 7 | 0
QDg | 4 | 32 | 8 | 0
QDg | 4 | 32 | 9 | 0
QDg | 4 | 32 | 10 | 0
QDg | 4 | 32 | 11 | 0
QDg | 4 | 32 | 12 | 0
QDg | 4 | 32 | 13 | 0
QDg | 4 | 32 | 14 | 0
QDg | 4 | 32 | 15 | 0
QDg | 4 | 32 | 16 | 0
QDg | 4 | 32 | 17 | 0
QDg | 4 | 32 | 18 | 0
QDg | 4 | 32 | 19 | 0
QDg | 4 | 32 | 20 | 0
QDg | 4 | 32 | 21 | 0
QDg | 4 | 32 | 22 | 0
QDg | 4 | 32 | 23 | 0
QDg | 4 | 32 | 24 | 0
QDg | 4 | 33 | 1 | 0
QDg | 4 | 33 | 2 | 0
QDg | 4 | 33 | 3 | 0
QDg | 4 | 33 | 4 | 0
QDg | 4 | 33 | 5 | 0
QDg | 4 | 33 | 6 | 0
QDg | 4 | 33 | 7 | 0
QDg | 4 | 33 | 8 | 0
QDg | 4 | 33 | 9 | 0
QDg | 4 | 33 | 10 | 0
QDg | 4 | 33 | 11 | 0
QDg | 4 | 33 | 12 | 0
QDg | 4 | 33 | 13 | 0
QDg | 4 | 33 | 14 | 0
QDg | 4 | 33 | 15 | 0
QDg | 4 | 33 | 16 | 0
QDg | 4 | 33 | 17 | 0
QDg | 4 | 33 | 18 | 0
QDg | 4 | 33 | 19 | 0
QDg | 4 | 33 | 20 | 0
QDg | 4 | 33 | 21 | 0
QDg | 4 | 33 | 22 | 0
QDg | 4 | 33 | 23 | 0
QDg | 4 | 33 | 24 | 0
QDg | 5 | 1 | 1 | 0
QDg | 5 | 1 | 2 | 0
QDg | 5 | 1 | 3 | 0
QDg | 5 | 1 | 4 | 0
QDg | 5 | 1 | 5 | 0
QDg | 5 | 1 | 6 | 0
QDg | 5 | 1 | 7 | 0
QDg | 5 | 1 | 8 | 0
QDg | 5 | 1 | 9 | 0
QDg | 5 | 1 | 10 | 0
QDg | 5 | 1 | 11 | 0
QDg | 5 | 1 | 12 | 0
QDg | 5 | 1 | 13 | 0
QDg | 5 | 1 | 14 | 0
QDg | 5 | 1 | 15 | 0
QDg | 5 | 1 | 16 | 0
QDg | 5 | 1 | 17 | 0
QDg | 5 | 1 | 18 | 0
QDg | 5 | 1 | 19 | 0
QDg | 5 | 1 | 20 | 0
QDg | 5 | 1 | 21 | 0
QDg | 5 | 1 | 22 | 0
QDg | 5 | 1 | 23 | 0
QDg | 5 | 1 | 24 | 0
QDg | 5 | 2 | 1 | 0
QDg | 5 | 2 | 2 | 0
QDg | 5 | 2 | 3 | 0
QDg | 5 | 2 | 4 | 0
QDg | 5 | 2 | 5 | 0
QDg | 5 | 2 | 6 | 0
QDg | 5 | 2 | 7 | 0
QDg | 5 | 2 | 8 | 0
QDg | 5 | 2 | 9 | 0
QDg | 5 | 2 | 10 | 0
QDg | 5 | 2 | 11 | 0
QDg | 5 | 2 | 12 | 0
QDg | 5 | 2 | 13 | 0
QDg | 5 | 2 | 14 | 0
QDg | 5 | 2 | 15 | 0
QDg | 5 | 2 | 16 | 0
QDg | 5 | 2 | 17 | 0
QDg | 5 | 2 | 18 | 0
QDg | 5 | 2 | 19 | 0
QDg | 5 | 2 | 20 | 0
QDg | 5 | 2 | 21 | 0
QDg | 5 | 2 | 22 | 0
QDg | 5 | 2 | 23 | 0
QDg | 5 | 2 | 24 | 0
QDg | 5 | 3 | 1 | 0
QDg | 5 | 3 | 2 | 0
QDg | 5 | 3 | 3 | 0
QDg | 5 | 3 | 4 | 0
QDg | 5 | 3 | 5 | 0
QDg | 5 | 3 | 6 | 0
QDg | 5 | 3 | 7 | 0
QDg | 5 | 3 | 8 | 0
QDg | 5 | 3 | 9 | 0
QDg | 5 | 3 | 10 | 0
QDg | 5 | 3 | 11 | 0
QDg | 5 | 3 | 12 | 0
QDg | 5 | 3 | 13 | 0
QDg | 5 | 3 | 14 | 0
QDg | 5 | 3 | 15 | 0
QDg | 5 | 3 | 16 | 0
QDg | 5 | 3 | 17 | 0
QDg | 5 | 3 | 18 | 0
QDg | 5 | 3 | 19 | 0
QDg | 5 | 3 | 20 | 0
QDg | 5 | 3 | 21 | 0
QDg | 5 | 3 | 22 | 0
QDg | 5 | 3 | 23 | 0
QDg | 5 | 3 | 24 | 0
QDg | 5 | 4 | 1 | 0
QDg | 5 | 4 | 2 | 0
QDg | 5 | 4 | 3 | 0
QDg | 5 | 4 | 4 | 0
QDg | 5 | 4 | 5 | 0
QDg | 5 | 4 | 6 | 0
QDg | 5 | 4 | 7 | 0
QDg | 5 | 4 | 8 | 0
QDg | 5 | 4 | 9 | 0
QDg | 5 | 4 | 10 | 0
QDg | 5 | 4 | 11 | 0
QDg | 5 | 4 | 12 | 0
QDg | 5 | 4 | 13 | 0
QDg | 5 | 4 | 14 | 0
QDg | 5 | 4 | 15 | 0
QDg | 5 | 4 | 16 | 0
QDg | 5 | 4 | 17 | 0
QDg | 5 | 4 | 18 | 0
QDg | 5 | 4 | 19 | 0
QDg | 5 | 4 | 20 | 0
QDg | 5 | 4 | 21 | 0
QDg | 5 | 4 | 22 | 0
QDg | 5 | 4 | 23 | 0
QDg | 5 | 4 | 24 | 0
QDg | 5 | 5 | 1 | 0
QDg | 5 | 5 | 2 | 0
QDg | 5 | 5 | 3 | 0
QDg | 5 | 5 | 4 | 0
QDg | 5 | 5 | 5 | 0
QDg | 5 | 5 | 6 | 0
QDg | 5 | 5 | 7 | 0
QDg | 5 | 5 | 8 | 0
QDg | 5 | 5 | 9 | 0
QDg | 5 | 5 | 10 | 0
QDg | 5 | 5 | 11 | 0
QDg | 5 | 5 | 12 | 0
QDg | 5 | 5 | 13 | 0
QDg | 5 | 5 | 14 | 0
QDg | 5 | 5 | 15 | 0
QDg | 5 | 5 | 16 | 0
QDg | 5 | 5 | 17 | 0
QDg | 5 | 5 | 18 | 0
QDg | 5 | 5 | 19 | 0
QDg | 5 | 5 | 20 | 0
QDg | 5 | 5 | 21 | 0
QDg | 5 | 5 | 22 | 0
QDg | 5 | 5 | 23 | 0
QDg | 5 | 5 | 24 | 0
QDg | 5 | 6 | 1 | 0
QDg | 5 | 6 | 2 | 0
QDg | 5 | 6 | 3 | 0
QDg | 5 | 6 | 4 | 0
QDg | 5 | 6 | 5 | 0
QDg | 5 | 6 | 6 | 0
QDg | 5 | 6 | 7 | 0
QDg | 5 | 6 | 8 | 0
QDg | 5 | 6 | 9 | 0
QDg | 5 | 6 | 10 | 0
QDg | 5 | 6 | 11 | 0
QDg | 5 | 6 | 12 | 0
QDg | 5 | 6 | 13 | 0
QDg | 5 | 6 | 14 | 0
QDg | 5 | 6 | 15 | 0
QDg | 5 | 6 | 16 | 0
QDg | 5 | 6 | 17 | 0
QDg | 5 | 6 | 18 | 0
QDg | 5 | 6 | 19 | 0
QDg | 5 | 6 | 20 | 0
QDg | 5 | 6 | 21 | 0
QDg | 5 | 6 | 22 | 0
QDg | 5 | 6 | 23 | 0
QDg | 5 | 6 | 24 | 0
QDg | 5 | 7 | 1 | 0
QDg | 5 | 7 | 2 | 0
QDg | 5 | 7 | 3 | 0
QDg | 5 | 7 | 4 | 0
QDg | 5 | 7 | 5 | 0
QDg | 5 | 7 | 6 | 0
QDg | 5 | 7 | 7 | 0
QDg | 5 | 7 | 8 | 0
QDg | 5 | 7 | 9 | 0
QDg | 5 | 7 | 10 | 0
QDg | 5 | 7 | 11 | 0
QDg | 5 | 7 | 12 | 0
QDg | 5 | 7 | 13 | 0
QDg | 5 | 7 | 14 | 0
QDg | 5 | 7 | 15 | 0
QDg | 5 | 7 | 16 | 0
QDg | 5 | 7 | 17 | 0
QDg | 5 | 7 | 18 | 0
QDg | 5 | 7 | 19 | 0
QDg | 5 | 7 | 20 | 0
QDg | 5 | 7 | 21 | 0
QDg | 5 | 7 | 22 | 0
QDg | 5 | 7 | 23 | 0
QDg | 5 | 7 | 24 | 0
QDg | 5 | 8 | 1 | 0
QDg | 5 | 8 | 2 | 0
QDg | 5 | 8 | 3 | 0
QDg | 5 | 8 | 4 | 0
QDg | 5 | 8 | 5 | 0
QDg | 5 | 8 | 6 | 0
QDg | 5 | 8 | 7 | 0
QDg | 5 | 8 | 8 | 0
QDg | 5 | 8 | 9 | 0
QDg | 5 | 8 | 10 | 0
QDg | 5 | 8 | 11 | 0
QDg | 5 | 8 | 12 | 0
QDg | 5 | 8 | 13 | 0
QDg | 5 | 8 | 14 | 0
QDg | 5 | 8 | 15 | 0
QDg | 5 | 8 | 16 | 0
QDg | 5 | 8 | 17 | 0
QDg | 5 | 8 | 18 | 0
QDg | 5 | 8 | 19 | 0
QDg | 5 | 8 | 20 | 0
QDg | 5 | 8 | 21 | 0
QDg | 5 | 8 | 22 | 0
QDg | 5 | 8 | 23 | 0
QDg | 5 | 8 | 24 | 0
QDg | 5 | 9 | 1 | 0
QDg | 5 | 9 | 2 | 0
QDg | 5 | 9 | 3 | 0
QDg | 5 | 9 | 4 | 0
QDg | 5 | 9 | 5 | 0
QDg | 5 | 9 | 6 | 0
QDg | 5 | 9 | 7 | 0
QDg | 5 | 9 | 8 | 0
QDg | 5 | 9 | 9 | 0
QDg | 5 | 9 | 10 | 0
QDg | 5 | 9 | 11 | 0
QDg | 5 | 9 | 12 | 0
QDg | 5 | 9 | 13 | 0
QDg | 5 | 9 | 14 | 0
QDg | 5 | 9 | 15 | 0
QDg | 5 | 9 | 16 | 0
QDg | 5 | 9 | 17 | 0
QDg | 5 | 9 | 18 | 0
QDg | 5 | 9 | 19 | 0
QDg | 5 | 9 | 20 | 0
QDg | 5 | 9 | 21 | 0
QDg | 5 | 9 | 22 | 0
QDg | 5 | 9 | 23 | 0
QDg | 5 | 9 | 24 | 0
QDg | 5 | 10 | 1 | 0
QDg | 5 | 10 | 2 | 0
QDg | 5 | 10 | 3 | 0
QDg | 5 | 10 | 4 | 0
QDg | 5 | 10 | 5 | 0
QDg | 5 | 10 | 6 | 0
QDg | 5 | 10 | 7 | 0
QDg | 5 | 10 | 8 | 0
QDg | 5 | 10 | 9 | 0
QDg | 5 | 10 | 10 | 0
QDg | 5 | 10 | 11 | 0
QDg | 5 | 10 | 12 | 0
QDg | 5 | 10 | 13 | 0
QDg | 5 | 10 | 14 | 0
QDg | 5 | 10 | 15 | 0
QDg | 5 | 10 | 16 | 0
QDg | 5 | 10 | 17 | 0
QDg | 5 | 10 | 18 | 0
QDg | 5 | 10 | 19 | 0
QDg | 5 | 10 | 20 | 0
QDg | 5 | 10 | 21 | 0
QDg | 5 | 10 | 22 | 0
QDg | 5 | 10 | 23 | 0
QDg | 5 | 10 | 24 | 0
QDg | 5 | 11 | 1 | 0
QDg | 5 | 11 | 2 | 0
QDg | 5 | 11 | 3 | 0
QDg | 5 | 11 | 4 | 0
QDg | 5 | 11 | 5 | 0
QDg | 5 | 11 | 6 | 0
QDg | 5 | 11 | 7 | 0
QDg | 5 | 11 | 8 | 0
QDg | 5 | 11 | 9 | 0
QDg | 5 | 11 | 10 | 0
QDg | 5 | 11 | 11 | 0
QDg | 5 | 11 | 12 | 0
QDg | 5 | 11 | 13 | 0
QDg | 5 | 11 | 14 | 0
QDg | 5 | 11 | 15 | 0
QDg | 5 | 11 | 16 | 0
QDg | 5 | 11 | 17 | 0
QDg | 5 | 11 | 18 | 0
QDg | 5 | 11 | 19 | 0
QDg | 5 | 11 | 20 | 0
QDg | 5 | 11 | 21 | 0
QDg | 5 | 11 | 22 | 0
QDg | 5 | 11 | 23 | 0
QDg | 5 | 11 | 24 | 0
QDg | 5 | 12 | 1 | 0
QDg | 5 | 12 | 2 | 0
QDg | 5 | 12 | 3 | 0
QDg | 5 | 12 | 4 | 0
QDg | 5 | 12 | 5 | 0
QDg | 5 | 12 | 6 | 0
QDg | 5 | 12 | 7 | 0
QDg | 5 | 12 | 8 | 0
QDg | 5 | 12 | 9 | 0
QDg | 5 | 12 | 10 | 0
QDg | 5 | 12 | 11 | 0
QDg | 5 | 12 | 12 | 0
QDg | 5 | 12 | 13 | 0
QDg | 5 | 12 | 14 | 0
QDg | 5 | 12 | 15 | 0
QDg | 5 | 12 | 16 | 0
QDg | 5 | 12 | 17 | 0
QDg | 5 | 12 | 18 | 0
QDg | 5 | 12 | 19 | 0
QDg | 5 | 12 | 20 | 0
QDg | 5 | 12 | 21 | 0
QDg | 5 | 12 | 22 | 0
QDg | 5 | 12 | 23 | 0
QDg | 5 | 12 | 24 | 0
QDg | 5 | 13 | 1 | 0
QDg | 5 | 13 | 2 | 0
QDg | 5 | 13 | 3 | 0
QDg | 5 | 13 | 4 | 0
QDg | 5 | 13 | 5 | 0
QDg | 5 | 13 | 6 | 0
QDg | 5 | 13 | 7 | 0
QDg | 5 | 13 | 8 | 0
QDg | 5 | 13 | 9 | 0
QDg | 5 | 13 | 10 | 0
QDg | 5 | 13 | 11 | 0
QDg | 5 | 13 | 12 | 0
QDg | 5 | 13 | 13 | 0
QDg | 5 | 13 | 14 | 0
QDg | 5 | 13 | 15 | 0
QDg | 5 | 13 | 16 | 0
QDg | 5 | 13 | 17 | 0
QDg | 5 | 13 | 18 | 0
QDg | 5 | 13 | 19 | 0
QDg | 5 | 13 | 20 | 0
QDg | 5 | 13 | 21 | 0
QDg | 5 | 13 | 22 | 0
QDg | 5 | 13 | 23 | 0
QDg | 5 | 13 | 24 | 0
QDg | 5 | 14 | 1 | 0
QDg | 5 | 14 | 2 | 0
QDg | 5 | 14 | 3 | 0
QDg | 5 | 14 | 4 | 0
QDg | 5 | 14 | 5 | 0
QDg | 5 | 14 | 6 | 0
QDg | 5 | 14 | 7 | 0
QDg | 5 | 14 | 8 | 0
QDg | 5 | 14 | 9 | 0
QDg | 5 | 14 | 10 | 0
QDg | 5 | 14 | 11 | 0
QDg | 5 | 14 | 12 | 0
QDg | 5 | 14 | 13 | 0
QDg | 5 | 14 | 14 | 0
QDg | 5 | 14 | 15 | 0
QDg | 5 | 14 | 16 | 0
QDg | 5 | 14 | 17 | 0
QDg | 5 | 14 | 18 | 0
QDg | 5 | 14 | 19 | 0
QDg | 5 | 14 | 20 | 0
QDg | 5 | 14 | 21 | 0
QDg | 5 | 14 | 22 | 0
QDg | 5 | 14 | 23 | 0
QDg | 5 | 14 | 24 | 0
QDg | 5 | 15 | 1 | 0
QDg | 5 | 15 | 2 | 0
QDg | 5 | 15 | 3 | 0
QDg | 5 | 15 | 4 | 0
QDg | 5 | 15 | 5 | 0
QDg | 5 | 15 | 6 | 0
QDg | 5 | 15 | 7 | 0
QDg | 5 | 15 | 8 | 0
QDg | 5 | 15 | 9 | 0
QDg | 5 | 15 | 10 | 0
QDg | 5 | 15 | 11 | 0
QDg | 5 | 15 | 12 | 0
QDg | 5 | 15 | 13 | 0
QDg | 5 | 15 | 14 | 0
QDg | 5 | 15 | 15 | 0
QDg | 5 | 15 | 16 | 0
QDg | 5 | 15 | 17 | 0
QDg | 5 | 15 | 18 | 0
QDg | 5 | 15 | 19 | 0
QDg | 5 | 15 | 20 | 0
QDg | 5 | 15 | 21 | 0
QDg | 5 | 15 | 22 | 0
QDg | 5 | 15 | 23 | 0
QDg | 5 | 15 | 24 | 0
QDg | 5 | 16 | 1 | 0
QDg | 5 | 16 | 2 | 0
QDg | 5 | 16 | 3 | 0
QDg | 5 | 16 | 4 | 0
QDg | 5 | 16 | 5 | 0
QDg | 5 | 16 | 6 | 0
QDg | 5 | 16 | 7 | 0
QDg | 5 | 16 | 8 | 0
QDg | 5 | 16 | 9 | 0
QDg | 5 | 16 | 10 | 0
QDg | 5 | 16 | 11 | 0
QDg | 5 | 16 | 12 | 0
QDg | 5 | 16 | 13 | 0
QDg | 5 | 16 | 14 | 0
QDg | 5 | 16 | 15 | 0
QDg | 5 | 16 | 16 | 0
QDg | 5 | 16 | 17 | 0
QDg | 5 | 16 | 18 | 0
QDg | 5 | 16 | 19 | 0
QDg | 5 | 16 | 20 | 0
QDg | 5 | 16 | 21 | 0
QDg | 5 | 16 | 22 | 0
QDg | 5 | 16 | 23 | 0
QDg | 5 | 16 | 24 | 0
QDg | 5 | 17 | 1 | 0
QDg | 5 | 17 | 2 | 0
QDg | 5 | 17 | 3 | 0
QDg | 5 | 17 | 4 | 0
QDg | 5 | 17 | 5 | 0
QDg | 5 | 17 | 6 | 0
QDg | 5 | 17 | 7 | 0
QDg | 5 | 17 | 8 | 0
QDg | 5 | 17 | 9 | 0
QDg | 5 | 17 | 10 | 0
QDg | 5 | 17 | 11 | 0
QDg | 5 | 17 | 12 | 0
QDg | 5 | 17 | 13 | 0
QDg | 5 | 17 | 14 | 0
QDg | 5 | 17 | 15 | 0
QDg | 5 | 17 | 16 | 0
QDg | 5 | 17 | 17 | 0
QDg | 5 | 17 | 18 | 0
QDg | 5 | 17 | 19 | 0
QDg | 5 | 17 | 20 | 0
QDg | 5 | 17 | 21 | 0
QDg | 5 | 17 | 22 | 0
QDg | 5 | 17 | 23 | 0
QDg | 5 | 17 | 24 | 0
QDg | 5 | 18 | 1 | 0
QDg | 5 | 18 | 2 | 0
QDg | 5 | 18 | 3 | 0
QDg | 5 | 18 | 4 | 0
QDg | 5 | 18 | 5 | 0
QDg | 5 | 18 | 6 | 0
QDg | 5 | 18 | 7 | 0
QDg | 5 | 18 | 8 | 0
QDg | 5 | 18 | 9 | 0
QDg | 5 | 18 | 10 | 0
QDg | 5 | 18 | 11 | 0
QDg | 5 | 18 | 12 | 0
QDg | 5 | 18 | 13 | 0
QDg | 5 | 18 | 14 | 0
QDg | 5 | 18 | 15 | 0
QDg | 5 | 18 | 16 | 0
QDg | 5 | 18 | 17 | 0
QDg | 5 | 18 | 18 | 0
QDg | 5 | 18 | 19 | 0
QDg | 5 | 18 | 20 | 0
QDg | 5 | 18 | 21 | 0
QDg | 5 | 18 | 22 | 0
QDg | 5 | 18 | 23 | 0
QDg | 5 | 18 | 24 | 0
QDg | 5 | 19 | 1 | 0
QDg | 5 | 19 | 2 | 0
QDg | 5 | 19 | 3 | 0
QDg | 5 | 19 | 4 | 0
QDg | 5 | 19 | 5 | 0
QDg | 5 | 19 | 6 | 0
QDg | 5 | 19 | 7 | 0
QDg | 5 | 19 | 8 | 0
QDg | 5 | 19 | 9 | 0
QDg | 5 | 19 | 10 | 0
QDg | 5 | 19 | 11 | 0
QDg | 5 | 19 | 12 | 0
QDg | 5 | 19 | 13 | 0
QDg | 5 | 19 | 14 | 0
QDg | 5 | 19 | 15 | 0
QDg | 5 | 19 | 16 | 0
QDg | 5 | 19 | 17 | 0
QDg | 5 | 19 | 18 | 0
QDg | 5 | 19 | 19 | 0
QDg | 5 | 19 | 20 | 0
QDg | 5 | 19 | 21 | 0
QDg | 5 | 19 | 22 | 0
QDg | 5 | 19 | 23 | 0
QDg | 5 | 19 | 24 | 0
QDg | 5 | 20 | 1 | 0
QDg | 5 | 20 | 2 | 0
QDg | 5 | 20 | 3 | 0
QDg | 5 | 20 | 4 | 0
QDg | 5 | 20 | 5 | 0
QDg | 5 | 20 | 6 | 0
QDg | 5 | 20 | 7 | 0.00042158
QDg | 5 | 20 | 8 | 0.0020604
QDg | 5 | 20 | 9 | 0.0040071
QDg | 5 | 20 | 10 | 0.0057207
QDg | 5 | 20 | 11 | 0.0060661
QDg | 5 | 20 | 12 | 0.0065149
QDg | 5 | 20 | 13 | 0.0070148
QDg | 5 | 20 | 14 | 0.0066758
QDg | 5 | 20 | 15 | 0.00743
QDg | 5 | 20 | 16 | 0.0065358
QDg | 5 | 20 | 17 | 0.0052899
QDg | 5 | 20 | 18 | 0.0035873
QDg | 5 | 20 | 19 | 0.0017083
QDg | 5 | 20 | 20 | 0.00094234
QDg | 5 | 20 | 21 | 0.0006979
QDg | 5 | 20 | 22 | 0.00033372
QDg | 5 | 20 | 23 | 0.00015269
QDg | 5 | 20 | 24 | 0
QDg | 5 | 21 | 1 | 0
QDg | 5 | 21 | 2 | 0
QDg | 5 | 21 | 3 | 0
QDg | 5 | 21 | 4 | 0
QDg | 5 | 21 | 5 | 0
QDg | 5 | 21 | 6 | 0
QDg | 5 | 21 | 7 | 0
QDg | 5 | 21 | 8 | 0
QDg | 5 | 21 | 9 | 0
QDg | 5 | 21 | 10 | 0
QDg | 5 | 21 | 11 | 0
QDg | 5 | 21 | 12 | 0
QDg | 5 | 21 | 13 | 0
QDg | 5 | 21 | 14 | 0
QDg | 5 | 21 | 15 | 0
QDg | 5 | 21 | 16 | 0
QDg | 5 | 21 | 17 | 0
QDg | 5 | 21 | 18 | 0
QDg | 5 | 21 | 19 | 0
QDg | 5 | 21 | 20 | 0
QDg | 5 | 21 | 21 | 0
QDg | 5 | 21 | 22 | 0
QDg | 5 | 21 | 23 | 0
QDg | 5 | 21 | 24 | 0
QDg | 5 | 22 | 1 | 0
QDg | 5 | 22 | 2 | 0
QDg | 5 | 22 | 3 | 0
QDg | 5 | 22 | 4 | 0
QDg | 5 | 22 | 5 | 0
QDg | 5 | 22 | 6 | 0
QDg | 5 | 22 | 7 | 0
QDg | 5 | 22 | 8 | 0
QDg | 5 | 22 | 9 | 0
QDg | 5 | 22 | 10 | 0
QDg | 5 | 22 | 11 | 0
QDg | 5 | 22 | 12 | 0
QDg | 5 | 22 | 13 | 0
QDg | 5 | 22 | 14 | 0
QDg | 5 | 22 | 15 | 0
QDg | 5 | 22 | 16 | 0
QDg | 5 | 22 | 17 | 0
QDg | 5 | 22 | 18 | 0
QDg | 5 | 22 | 19 | 0
QDg | 5 | 22 | 20 | 0
QDg | 5 | 22 | 21 | 0
QDg | 5 | 22 | 22 | 0
QDg | 5 | 22 | 23 | 0
QDg | 5 | 22 | 24 | 0
QDg | 5 | 23 | 1 | 0
QDg | 5 | 23 | 2 | 0
QDg | 5 | 23 | 3 | 0
QDg | 5 | 23 | 4 | 0
QDg | 5 | 23 | 5 | 0
QDg | 5 | 23 | 6 | 0
QDg | 5 | 23 | 7 | 0
QDg | 5 | 23 | 8 | 0
QDg | 5 | 23 | 9 | 0
QDg | 5 | 23 | 10 | 0
QDg | 5 | 23 | 11 | 0
QDg | 5 | 23 | 12 | 0
QDg | 5 | 23 | 13 | 0
QDg | 5 | 23 | 14 | 0
QDg | 5 | 23 | 15 | 0
QDg | 5 | 23 | 16 | 0
QDg | 5 | 23 | 17 | 0
QDg | 5 | 23 | 18 | 0
QDg | 5 | 23 | 19 | 0
QDg | 5 | 23 | 20 | 0
QDg | 5 | 23 | 21 | 0
QDg | 5 | 23 | 22 | 0
QDg | 5 | 23 | 23 | 0
QDg | 5 | 23 | 24 | 0
QDg | 5 | 24 | 1 | 0
QDg | 5 | 24 | 2 | 0
QDg | 5 | 24 | 3 | 0
QDg | 5 | 24 | 4 | 0
QDg | 5 | 24 | 5 | 0
QDg | 5 | 24 | 6 | 0
QDg | 5 | 24 | 7 | 0
QDg | 5 | 24 | 8 | 0
QDg | 5 | 24 | 9 | 0
QDg | 5 | 24 | 10 | 0
QDg | 5 | 24 | 11 | 0
QDg | 5 | 24 | 12 | 0
QDg | 5 | 24 | 13 | 0
QDg | 5 | 24 | 14 | 0
QDg | 5 | 24 | 15 | 0
QDg | 5 | 24 | 16 | 0
QDg | 5 | 24 | 17 | 0
QDg | 5 | 24 | 18 | 0
QDg | 5 | 24 | 19 | 0
QDg | 5 | 24 | 20 | 0
QDg | 5 | 24 | 21 | 0
QDg | 5 | 24 | 22 | 0
QDg | 5 | 24 | 23 | 0
QDg | 5 | 24 | 24 | 0
QDg | 5 | 25 | 1 | 0
QDg | 5 | 25 | 2 | 0
QDg | 5 | 25 | 3 | 0
QDg | 5 | 25 | 4 | 0
QDg | 5 | 25 | 5 | 0
QDg | 5 | 25 | 6 | 0
QDg | 5 | 25 | 7 | 0
QDg | 5 | 25 | 8 | 0
QDg | 5 | 25 | 9 | 0
QDg | 5 | 25 | 10 | 0
QDg | 5 | 25 | 11 | 0
QDg | 5 | 25 | 12 | 0
QDg | 5 | 25 | 13 | 0
QDg | 5 | 25 | 14 | 0
QDg | 5 | 25 | 15 | 0
QDg | 5 | 25 | 16 | 0
QDg | 5 | 25 | 17 | 0
QDg | 5 | 25 | 18 | 0
QDg | 5 | 25 | 19 | 0
QDg | 5 | 25 | 20 | 0
QDg | 5 | 25 | 21 | 0
QDg | 5 | 25 | 22 | 0
QDg | 5 | 25 | 23 | 0
QDg | 5 | 25 | 24 | 0
QDg | 5 | 26 | 1 | 0
QDg | 5 | 26 | 2 | 0
QDg | 5 | 26 | 3 | 0
QDg | 5 | 26 | 4 | 0
QDg | 5 | 26 | 5 | 0
QDg | 5 | 26 | 6 | 0
QDg | 5 | 26 | 7 | 0
QDg | 5 | 26 | 8 | 0
QDg | 5 | 26 | 9 | 0
QDg | 5 | 26 | 10 | 0
QDg | 5 | 26 | 11 | 0
QDg | 5 | 26 | 12 | 0
QDg | 5 | 26 | 13 | 0
QDg | 5 | 26 | 14 | 0
QDg | 5 | 26 | 15 | 0
QDg | 5 | 26 | 16 | 0
QDg | 5 | 26 | 17 | 0
QDg | 5 | 26 | 18 | 0
QDg | 5 | 26 | 19 | 0
QDg | 5 | 26 | 20 | 0
QDg | 5 | 26 | 21 | 0
QDg | 5 | 26 | 22 | 0
QDg | 5 | 26 | 23 | 0
QDg | 5 | 26 | 24 | 0
QDg | 5 | 27 | 1 | 0
QDg | 5 | 27 | 2 | 0
QDg | 5 | 27 | 3 | 0
QDg | 5 | 27 | 4 | 0
QDg | 5 | 27 | 5 | 0
QDg | 5 | 27 | 6 | 0
QDg | 5 | 27 | 7 | 0
QDg | 5 | 27 | 8 | 0
QDg | 5 | 27 | 9 | 0
QDg | 5 | 27 | 10 | 0
QDg | 5 | 27 | 11 | 0
QDg | 5 | 27 | 12 | 0
QDg | 5 | 27 | 13 | 0
QDg | 5 | 27 | 14 | 0
QDg | 5 | 27 | 15 | 0
QDg | 5 | 27 | 16 | 0
QDg | 5 | 27 | 17 | 0
QDg | 5 | 27 | 18 | 0
QDg | 5 | 27 | 19 | 0
QDg | 5 | 27 | 20 | 0
QDg | 5 | 27 | 21 | 0
QDg | 5 | 27 | 22 | 0
QDg | 5 | 27 | 23 | 0
QDg | 5 | 27 | 24 | 0
QDg | 5 | 28 | 1 | 0
QDg | 5 | 28 | 2 | 0
QDg | 5 | 28 | 3 | 0
QDg | 5 | 28 | 4 | 0
QDg | 5 | 28 | 5 | 0
QDg | 5 | 28 | 6 | 0
QDg | 5 | 28 | 7 | 0
QDg | 5 | 28 | 8 | 0
QDg | 5 | 28 | 9 | 0
QDg | 5 | 28 | 10 | 0
QDg | 5 | 28 | 11 | 0
QDg | 5 | 28 | 12 | 0
QDg | 5 | 28 | 13 | 0
QDg | 5 | 28 | 14 | 0
QDg | 5 | 28 | 15 | 0
QDg | 5 | 28 | 16 | 0
QDg | 5 | 28 | 17 | 0
QDg | 5 | 28 | 18 | 0
QDg | 5 | 28 | 19 | 0
QDg | 5 | 28 | 20 | 0
QDg | 5 | 28 | 21 | 0
QDg | 5 | 28 | 22 | 0
QDg | 5 | 28 | 23 | 0
QDg | 5 | 28 | 24 | 0
QDg | 5 | 29 | 1 | 0
QDg | 5 | 29 | 2 | 0
QDg | 5 | 29 | 3 | 0
QDg | 5 | 29 | 4 | 0
QDg | 5 | 29 | 5 | 0
QDg | 5 | 29 | 6 | 0
QDg | 5 | 29 | 7 | 0
QDg | 5 | 29 | 8 | 0
QDg | 5 | 29 | 9 | 0
QDg | 5 | 29 | 10 | 0
QDg | 5 | 29 | 11 | 0
QDg | 5 | 29 | 12 | 0
QDg | 5 | 29 | 13 | 0
QDg | 5 | 29 | 14 | 0
QDg | 5 | 29 | 15 | 0
QDg | 5 | 29 | 16 | 0
QDg | 5 | 29 | 17 | 0
QDg | 5 | 29 | 18 | 0
QDg | 5 | 29 | 19 | 0
QDg | 5 | 29 | 20 | 0
QDg | 5 | 29 | 21 | 0
QDg | 5 | 29 | 22 | 0
QDg | 5 | 29 | 23 | 0
QDg | 5 | 29 | 24 | 0
QDg | 5 | 30 | 1 | 0
QDg | 5 | 30 | 2 | 0
QDg | 5 | 30 | 3 | 0
QDg | 5 | 30 | 4 | 0
QDg | 5 | 30 | 5 | 0
QDg | 5 | 30 | 6 | 0
QDg | 5 | 30 | 7 | 0
QDg | 5 | 30 | 8 | 0
QDg | 5 | 30 | 9 | 0
QDg | 5 | 30 | 10 | 0
QDg | 5 | 30 | 11 | 0
QDg | 5 | 30 | 12 | 0
QDg | 5 | 30 | 13 | 0
QDg | 5 | 30 | 14 | 0
QDg | 5 | 30 | 15 | 0
QDg | 5 | 30 | 16 | 0
QDg | 5 | 30 | 17 | 0
QDg | 5 | 30 | 18 | 0
QDg | 5 | 30 | 19 | 0
QDg | 5 | 30 | 20 | 0
QDg | 5 | 30 | 21 | 0
QDg | 5 | 30 | 22 | 0
QDg | 5 | 30 | 23 | 0
QDg | 5 | 30 | 24 | 0
QDg | 5 | 31 | 1 | 0
QDg | 5 | 31 | 2 | 0
QDg | 5 | 31 | 3 | 0
QDg | 5 | 31 | 4 | 0
QDg | 5 | 31 | 5 | 0
QDg | 5 | 31 | 6 | 0
QDg | 5 | 31 | 7 | 0
QDg | 5 | 31 | 8 | 0
QDg | 5 | 31 | 9 | 0
QDg | 5 | 31 | 10 | 0
QDg | 5 | 31 | 11 | 0
QDg | 5 | 31 | 12 | 0
QDg | 5 | 31 | 13 | 0
QDg | 5 | 31 | 14 | 0
QDg | 5 | 31 | 15 | 0
QDg | 5 | 31 | 16 | 0
QDg | 5 | 31 | 17 | 0
QDg | 5 | 31 | 18 | 0
QDg | 5 | 31 | 19 | 0
QDg | 5 | 31 | 20 | 0
QDg | 5 | 31 | 21 | 0
QDg | 5 | 31 | 22 | 0
QDg | 5 | 31 | 23 | 0
QDg | 5 | 31 | 24 | 0
QDg | 5 | 32 | 1 | 0
QDg | 5 | 32 | 2 | 0
QDg | 5 | 32 | 3 | 0
QDg | 5 | 32 | 4 | 0
QDg | 5 | 32 | 5 | 0
QDg | 5 | 32 | 6 | 0
QDg | 5 | 32 | 7 | 0
QDg | 5 | 32 | 8 | 0
QDg | 5 | 32 | 9 | 0
QDg | 5 | 32 | 10 | 0
QDg | 5 | 32 | 11 | 0
QDg | 5 | 32 | 12 | 0
QDg | 5 | 32 | 13 | 0
QDg | 5 | 32 | 14 | 0
QDg | 5 | 32 | 15 | 0
QDg | 5 | 32 | 16 | 0
QDg | 5 | 32 | 17 | 0
QDg | 5 | 32 | 18 | 0
QDg | 5 | 32 | 19 | 0
QDg | 5 | 32 | 20 | 0
QDg | 5 | 32 | 21 | 0
QDg | 5 | 32 | 22 | 0
QDg | 5 | 32 | 23 | 0
QDg | 5 | 32 | 24 | 0
QDg | 5 | 33 | 1 | 0
QDg | 5 | 33 | 2 | 0
QDg | 5 | 33 | 3 | 0
QDg | 5 | 33 | 4 | 0
QDg | 5 | 33 | 5 | 0
QDg | 5 | 33 | 6 | 0
QDg | 5 | 33 | 7 | 0
QDg | 5 | 33 | 8 | 0
QDg | 5 | 33 | 9 | 0
QDg | 5 | 33 | 10 | 0
QDg | 5 | 33 | 11 | 0
QDg | 5 | 33 | 12 | 0
QDg | 5 | 33 | 13 | 0
QDg | 5 | 33 | 14 | 0
QDg | 5 | 33 | 15 | 0
QDg | 5 | 33 | 16 | 0
QDg | 5 | 33 | 17 | 0
QDg | 5 | 33 | 18 | 0
QDg | 5 | 33 | 19 | 0
QDg | 5 | 33 | 20 | 0
QDg | 5 | 33 | 21 | 0
QDg | 5 | 33 | 22 | 0
QDg | 5 | 33 | 23 | 0
QDg | 5 | 33 | 24 | 0

## FLoad
Variable_name | Index: Buses | Value
FLoad | 1 | -4
FLoad | 2 | 0
FLoad | 3 | 0
FLoad | 4 | 0
FLoad | 5 | 0
FLoad | 6 | 0
FLoad | 7 | 0
FLoad | 8 | 0
FLoad | 9 | 0
FLoad | 10 | 0
FLoad | 11 | 0
FLoad | 12 | 1
FLoad | 13 | 0
FLoad | 14 | 0
FLoad | 15 | 0
FLoad | 16 | 0
FLoad | 17 | 0
FLoad | 18 | 0
FLoad | 19 | 0
FLoad | 20 | 1
FLoad | 21 | 0
FLoad | 22 | 0
FLoad | 23 | 1
FLoad | 24 | 0
FLoad | 25 | 0
FLoad | 26 | 0
FLoad | 27 | 0
FLoad | 28 | 0
FLoad | 29 | 1
FLoad | 30 | 0
FLoad | 31 | 0
FLoad | 32 | 0
FLoad | 33 | 0

## P_line_flow_sending
Variable_name | Index: Lines | Index: Times | Value
P_line_flow_sending | 1 | 1 | 0.18686
P_line_flow_sending | 1 | 2 | 0.18027
P_line_flow_sending | 1 | 3 | 0.17609
P_line_flow_sending | 1 | 4 | 0.17352
P_line_flow_sending | 1 | 5 | 0.17434
P_line_flow_sending | 1 | 6 | 0.18144
P_line_flow_sending | 1 | 7 | 0.18216
P_line_flow_sending | 1 | 8 | 0.15248
P_line_flow_sending | 1 | 9 | 0.14305
P_line_flow_sending | 1 | 10 | 0.12304
P_line_flow_sending | 1 | 11 | 0.12712
P_line_flow_sending | 1 | 12 | 0.11121
P_line_flow_sending | 1 | 13 | 0.078672
P_line_flow_sending | 1 | 14 | 0.10647
P_line_flow_sending | 1 | 15 | 0.07601
P_line_flow_sending | 1 | 16 | 0.099871
P_line_flow_sending | 1 | 17 | 0.13255
P_line_flow_sending | 1 | 18 | 0.17247
P_line_flow_sending | 1 | 19 | 0.21846
P_line_flow_sending | 1 | 20 | 0.2339
P_line_flow_sending | 1 | 21 | 0.22472
P_line_flow_sending | 1 | 22 | 0.21776
P_line_flow_sending | 1 | 23 | 0.20404
P_line_flow_sending | 1 | 24 | 0.20105
P_line_flow_sending | 2 | 1 | 0.10899
P_line_flow_sending | 2 | 2 | 0.10641
P_line_flow_sending | 2 | 3 | 0.10464
P_line_flow_sending | 2 | 4 | 0.10351
P_line_flow_sending | 2 | 5 | 0.10363
P_line_flow_sending | 2 | 6 | 0.1067
P_line_flow_sending | 2 | 7 | 0.10767
P_line_flow_sending | 2 | 8 | 0.095855
P_line_flow_sending | 2 | 9 | 0.098304
P_line_flow_sending | 2 | 10 | 0.090447
P_line_flow_sending | 2 | 11 | 0.091354
P_line_flow_sending | 2 | 12 | 0.082434
P_line_flow_sending | 2 | 13 | 0.061971
P_line_flow_sending | 2 | 14 | 0.079043
P_line_flow_sending | 2 | 15 | 0.064825
P_line_flow_sending | 2 | 16 | 0.075426
P_line_flow_sending | 2 | 17 | 0.089878
P_line_flow_sending | 2 | 18 | 0.10524
P_line_flow_sending | 2 | 19 | 0.12602
P_line_flow_sending | 2 | 20 | 0.13232
P_line_flow_sending | 2 | 21 | 0.12713
P_line_flow_sending | 2 | 22 | 0.12376
P_line_flow_sending | 2 | 23 | 0.11759
P_line_flow_sending | 2 | 24 | 0.11674
P_line_flow_sending | 3 | 1 | 0.048049
P_line_flow_sending | 3 | 2 | 0.045819
P_line_flow_sending | 3 | 3 | 0.044466
P_line_flow_sending | 3 | 4 | 0.043716
P_line_flow_sending | 3 | 5 | 0.043951
P_line_flow_sending | 3 | 6 | 0.046205
P_line_flow_sending | 3 | 7 | 0.047382
P_line_flow_sending | 3 | 8 | 0.042214
P_line_flow_sending | 3 | 9 | 0.045898
P_line_flow_sending | 3 | 10 | 0.046645
P_line_flow_sending | 3 | 11 | 0.049577
P_line_flow_sending | 3 | 12 | 0.045773
P_line_flow_sending | 3 | 13 | 0.03864
P_line_flow_sending | 3 | 14 | 0.045391
P_line_flow_sending | 3 | 15 | 0.035735
P_line_flow_sending | 3 | 16 | 0.038956
P_line_flow_sending | 3 | 17 | 0.042737
P_line_flow_sending | 3 | 18 | 0.04944
P_line_flow_sending | 3 | 19 | 0.059481
P_line_flow_sending | 3 | 20 | 0.062966
P_line_flow_sending | 3 | 21 | 0.060205
P_line_flow_sending | 3 | 22 | 0.057455
P_line_flow_sending | 3 | 23 | 0.052741
P_line_flow_sending | 3 | 24 | 0.051387
P_line_flow_sending | 4 | 1 | 0.041655
P_line_flow_sending | 4 | 2 | 0.039776
P_line_flow_sending | 4 | 3 | 0.038631
P_line_flow_sending | 4 | 4 | 0.038013
P_line_flow_sending | 4 | 5 | 0.038171
P_line_flow_sending | 4 | 6 | 0.040074
P_line_flow_sending | 4 | 7 | 0.040602
P_line_flow_sending | 4 | 8 | 0.034354
P_line_flow_sending | 4 | 9 | 0.036355
P_line_flow_sending | 4 | 10 | 0.035616
P_line_flow_sending | 4 | 11 | 0.037711
P_line_flow_sending | 4 | 12 | 0.033695
P_line_flow_sending | 4 | 13 | 0.02667
P_line_flow_sending | 4 | 14 | 0.033162
P_line_flow_sending | 4 | 15 | 0.023496
P_line_flow_sending | 4 | 16 | 0.026844
P_line_flow_sending | 4 | 17 | 0.030781
P_line_flow_sending | 4 | 18 | 0.037897
P_line_flow_sending | 4 | 19 | 0.048912
P_line_flow_sending | 4 | 20 | 0.052899
P_line_flow_sending | 4 | 21 | 0.050893
P_line_flow_sending | 4 | 22 | 0.049071
P_line_flow_sending | 4 | 23 | 0.045305
P_line_flow_sending | 4 | 24 | 0.04441
P_line_flow_sending | 5 | 1 | 0.03843
P_line_flow_sending | 5 | 2 | 0.036729
P_line_flow_sending | 5 | 3 | 0.035689
P_line_flow_sending | 5 | 4 | 0.035137
P_line_flow_sending | 5 | 5 | 0.035257
P_line_flow_sending | 5 | 6 | 0.036983
P_line_flow_sending | 5 | 7 | 0.037182
P_line_flow_sending | 5 | 8 | 0.030394
P_line_flow_sending | 5 | 9 | 0.031525
P_line_flow_sending | 5 | 10 | 0.030018
P_line_flow_sending | 5 | 11 | 0.031686
P_line_flow_sending | 5 | 12 | 0.027568
P_line_flow_sending | 5 | 13 | 0.020606
P_line_flow_sending | 5 | 14 | 0.026959
P_line_flow_sending | 5 | 15 | 0.0173
P_line_flow_sending | 5 | 16 | 0.020721
P_line_flow_sending | 5 | 17 | 0.024751
P_line_flow_sending | 5 | 18 | 0.032085
P_line_flow_sending | 5 | 19 | 0.043582
P_line_flow_sending | 5 | 20 | 0.047818
P_line_flow_sending | 5 | 21 | 0.046194
P_line_flow_sending | 5 | 22 | 0.044839
P_line_flow_sending | 5 | 23 | 0.041555
P_line_flow_sending | 5 | 24 | 0.04089
P_line_flow_sending | 6 | 1 | 0.18778
P_line_flow_sending | 6 | 2 | 0.17848
P_line_flow_sending | 6 | 3 | 0.17289
P_line_flow_sending | 6 | 4 | 0.16984
P_line_flow_sending | 6 | 5 | 0.17086
P_line_flow_sending | 6 | 6 | 0.18013
P_line_flow_sending | 6 | 7 | 0.18831
P_line_flow_sending | 6 | 8 | 0.1807
P_line_flow_sending | 6 | 9 | 0.21053
P_line_flow_sending | 6 | 10 | 0.22798
P_line_flow_sending | 6 | 11 | 0.24295
P_line_flow_sending | 6 | 12 | 0.23201
P_line_flow_sending | 6 | 13 | 0.21006
P_line_flow_sending | 6 | 14 | 0.23242
P_line_flow_sending | 6 | 15 | 0.19934
P_line_flow_sending | 6 | 16 | 0.20433
P_line_flow_sending | 6 | 17 | 0.20821
P_line_flow_sending | 6 | 18 | 0.22153
P_line_flow_sending | 6 | 19 | 0.24677
P_line_flow_sending | 6 | 20 | 0.25494
P_line_flow_sending | 6 | 21 | 0.2423
P_line_flow_sending | 6 | 22 | 0.22825
P_line_flow_sending | 6 | 23 | 0.20752
P_line_flow_sending | 6 | 24 | 0.20053
P_line_flow_sending | 7 | 1 | -0.0068084
P_line_flow_sending | 7 | 2 | -0.0065811
P_line_flow_sending | 7 | 3 | -0.0064353
P_line_flow_sending | 7 | 4 | -0.0063804
P_line_flow_sending | 7 | 5 | -0.0063425
P_line_flow_sending | 7 | 6 | -0.0065785
P_line_flow_sending | 7 | 7 | -0.007451
P_line_flow_sending | 7 | 8 | -0.009704
P_line_flow_sending | 7 | 9 | -0.01513
P_line_flow_sending | 7 | 10 | -0.018996
P_line_flow_sending | 7 | 11 | -0.019896
P_line_flow_sending | 7 | 12 | -0.019811
P_line_flow_sending | 7 | 13 | -0.01925
P_line_flow_sending | 7 | 14 | -0.02
P_line_flow_sending | 7 | 15 | -0.019263
P_line_flow_sending | 7 | 16 | -0.017493
P_line_flow_sending | 7 | 17 | -0.014739
P_line_flow_sending | 7 | 18 | -0.011794
P_line_flow_sending | 7 | 19 | -0.010243
P_line_flow_sending | 7 | 20 | -0.0095582
P_line_flow_sending | 7 | 21 | -0.0089221
P_line_flow_sending | 7 | 22 | -0.0081389
P_line_flow_sending | 7 | 23 | -0.0073475
P_line_flow_sending | 7 | 24 | -0.0070583
P_line_flow_sending | 8 | 1 | 0.0031518
P_line_flow_sending | 8 | 2 | 0.0029802
P_line_flow_sending | 8 | 3 | 0.0028786
P_line_flow_sending | 8 | 4 | 0.0028138
P_line_flow_sending | 8 | 5 | 0.0028517
P_line_flow_sending | 8 | 6 | 0.0030234
P_line_flow_sending | 8 | 7 | 0.0033431
P_line_flow_sending | 8 | 8 | 0.0038777
P_line_flow_sending | 8 | 9 | 0.0046811
P_line_flow_sending | 8 | 10 | 0.0053909
P_line_flow_sending | 8 | 11 | 0.0057954
P_line_flow_sending | 8 | 12 | 0.0059064
P_line_flow_sending | 8 | 13 | 0.0058662
P_line_flow_sending | 8 | 14 | 0.0059801
P_line_flow_sending | 8 | 15 | 0.0060027
P_line_flow_sending | 8 | 16 | 0.0059502
P_line_flow_sending | 8 | 17 | 0.0058878
P_line_flow_sending | 8 | 18 | 0.0056918
P_line_flow_sending | 8 | 19 | 0.0052014
P_line_flow_sending | 8 | 20 | 0.0049489
P_line_flow_sending | 8 | 21 | 0.0045804
P_line_flow_sending | 8 | 22 | 0.0041261
P_line_flow_sending | 8 | 23 | 0.0036632
P_line_flow_sending | 8 | 24 | 0.0034373
P_line_flow_sending | 9 | 1 | 0.084758
P_line_flow_sending | 9 | 2 | 0.079391
P_line_flow_sending | 9 | 3 | 0.076268
P_line_flow_sending | 9 | 4 | 0.074098
P_line_flow_sending | 9 | 5 | 0.075702
P_line_flow_sending | 9 | 6 | 0.081024
P_line_flow_sending | 9 | 7 | 0.075568
P_line_flow_sending | 9 | 8 | 0.033309
P_line_flow_sending | 9 | 9 | -0.023341
P_line_flow_sending | 9 | 10 | -0.068498
P_line_flow_sending | 9 | 11 | -0.06839
P_line_flow_sending | 9 | 12 | -0.077762
P_line_flow_sending | 9 | 13 | -0.09209
P_line_flow_sending | 9 | 14 | -0.080895
P_line_flow_sending | 9 | 15 | -0.099915
P_line_flow_sending | 9 | 16 | -0.065809
P_line_flow_sending | 9 | 17 | -0.016298
P_line_flow_sending | 9 | 18 | 0.043688
P_line_flow_sending | 9 | 19 | 0.091815
P_line_flow_sending | 9 | 20 | 0.10977
P_line_flow_sending | 9 | 21 | 0.10656
P_line_flow_sending | 9 | 22 | 0.10462
P_line_flow_sending | 9 | 23 | 0.096631
P_line_flow_sending | 9 | 24 | 0.094319
P_line_flow_sending | 10 | 1 | -0.0031511
P_line_flow_sending | 10 | 2 | -0.0029796
P_line_flow_sending | 10 | 3 | -0.0028779
P_line_flow_sending | 10 | 4 | -0.0028132
P_line_flow_sending | 10 | 5 | -0.0028511
P_line_flow_sending | 10 | 6 | -0.0030227
P_line_flow_sending | 10 | 7 | -0.0033422
P_line_flow_sending | 10 | 8 | -0.0038766
P_line_flow_sending | 10 | 9 | -0.0046795
P_line_flow_sending | 10 | 10 | -0.0053888
P_line_flow_sending | 10 | 11 | -0.0057929
P_line_flow_sending | 10 | 12 | -0.0059039
P_line_flow_sending | 10 | 13 | -0.0058637
P_line_flow_sending | 10 | 14 | -0.0059774
P_line_flow_sending | 10 | 15 | -0.006
P_line_flow_sending | 10 | 16 | -0.0059475
P_line_flow_sending | 10 | 17 | -0.0058853
P_line_flow_sending | 10 | 18 | -0.0056894
P_line_flow_sending | 10 | 19 | -0.0051994
P_line_flow_sending | 10 | 20 | -0.004947
P_line_flow_sending | 10 | 21 | -0.0045788
P_line_flow_sending | 10 | 22 | -0.0041248
P_line_flow_sending | 10 | 23 | -0.0036622
P_line_flow_sending | 10 | 24 | -0.0034364
P_line_flow_sending | 11 | 1 | -0.0055146
P_line_flow_sending | 11 | 2 | -0.0052144
P_line_flow_sending | 11 | 3 | -0.0050365
P_line_flow_sending | 11 | 4 | -0.0049232
P_line_flow_sending | 11 | 5 | -0.0049895
P_line_flow_sending | 11 | 6 | -0.0052899
P_line_flow_sending | 11 | 7 | -0.0058491
P_line_flow_sending | 11 | 8 | -0.0067843
P_line_flow_sending | 11 | 9 | -0.0081894
P_line_flow_sending | 11 | 10 | -0.0094308
P_line_flow_sending | 11 | 11 | -0.010138
P_line_flow_sending | 11 | 12 | -0.010332
P_line_flow_sending | 11 | 13 | -0.010262
P_line_flow_sending | 11 | 14 | -0.010461
P_line_flow_sending | 11 | 15 | -0.010501
P_line_flow_sending | 11 | 16 | -0.010409
P_line_flow_sending | 11 | 17 | -0.0103
P_line_flow_sending | 11 | 18 | -0.0099569
P_line_flow_sending | 11 | 19 | -0.0090993
P_line_flow_sending | 11 | 20 | -0.0086577
P_line_flow_sending | 11 | 21 | -0.0080133
P_line_flow_sending | 11 | 22 | -0.0072187
P_line_flow_sending | 11 | 23 | -0.006409
P_line_flow_sending | 11 | 24 | -0.0060139
P_line_flow_sending | 12 | 1 | 0.026938
P_line_flow_sending | 12 | 2 | 0.025463
P_line_flow_sending | 12 | 3 | 0.02459
P_line_flow_sending | 12 | 4 | 0.024033
P_line_flow_sending | 12 | 5 | 0.024359
P_line_flow_sending | 12 | 6 | 0.025834
P_line_flow_sending | 12 | 7 | 0.028581
P_line_flow_sending | 12 | 8 | 0.033182
P_line_flow_sending | 12 | 9 | 0.040112
P_line_flow_sending | 12 | 10 | 0.046251
P_line_flow_sending | 12 | 11 | 0.049758
P_line_flow_sending | 12 | 12 | 0.05072
P_line_flow_sending | 12 | 13 | 0.050368
P_line_flow_sending | 12 | 14 | 0.051359
P_line_flow_sending | 12 | 15 | 0.05155
P_line_flow_sending | 12 | 16 | 0.051098
P_line_flow_sending | 12 | 17 | 0.050562
P_line_flow_sending | 12 | 18 | 0.048868
P_line_flow_sending | 12 | 19 | 0.044622
P_line_flow_sending | 12 | 20 | 0.042438
P_line_flow_sending | 12 | 21 | 0.039251
P_line_flow_sending | 12 | 22 | 0.035328
P_line_flow_sending | 12 | 23 | 0.031338
P_line_flow_sending | 12 | 24 | 0.029393
P_line_flow_sending | 13 | 1 | 0.023701
P_line_flow_sending | 13 | 2 | 0.022407
P_line_flow_sending | 13 | 3 | 0.02164
P_line_flow_sending | 13 | 4 | 0.021152
P_line_flow_sending | 13 | 5 | 0.021438
P_line_flow_sending | 13 | 6 | 0.022732
P_line_flow_sending | 13 | 7 | 0.025142
P_line_flow_sending | 13 | 8 | 0.029176
P_line_flow_sending | 13 | 9 | 0.035244
P_line_flow_sending | 13 | 10 | 0.040612
P_line_flow_sending | 13 | 11 | 0.043674
P_line_flow_sending | 13 | 12 | 0.044515
P_line_flow_sending | 13 | 13 | 0.044209
P_line_flow_sending | 13 | 14 | 0.045073
P_line_flow_sending | 13 | 15 | 0.045242
P_line_flow_sending | 13 | 16 | 0.044846
P_line_flow_sending | 13 | 17 | 0.044376
P_line_flow_sending | 13 | 18 | 0.042894
P_line_flow_sending | 13 | 19 | 0.039183
P_line_flow_sending | 13 | 20 | 0.037273
P_line_flow_sending | 13 | 21 | 0.034487
P_line_flow_sending | 13 | 22 | 0.031054
P_line_flow_sending | 13 | 23 | 0.027558
P_line_flow_sending | 13 | 24 | 0.025854
P_line_flow_sending | 14 | 1 | 0.017374
P_line_flow_sending | 14 | 2 | 0.016426
P_line_flow_sending | 14 | 3 | 0.015864
P_line_flow_sending | 14 | 4 | 0.015506
P_line_flow_sending | 14 | 5 | 0.015716
P_line_flow_sending | 14 | 6 | 0.016664
P_line_flow_sending | 14 | 7 | 0.01843
P_line_flow_sending | 14 | 8 | 0.021386
P_line_flow_sending | 14 | 9 | 0.025831
P_line_flow_sending | 14 | 10 | 0.029763
P_line_flow_sending | 14 | 11 | 0.032006
P_line_flow_sending | 14 | 12 | 0.032621
P_line_flow_sending | 14 | 13 | 0.032398
P_line_flow_sending | 14 | 14 | 0.03303
P_line_flow_sending | 14 | 15 | 0.033154
P_line_flow_sending | 14 | 16 | 0.032864
P_line_flow_sending | 14 | 17 | 0.032519
P_line_flow_sending | 14 | 18 | 0.031434
P_line_flow_sending | 14 | 19 | 0.028716
P_line_flow_sending | 14 | 20 | 0.027317
P_line_flow_sending | 14 | 21 | 0.025276
P_line_flow_sending | 14 | 22 | 0.022761
P_line_flow_sending | 14 | 23 | 0.0202
P_line_flow_sending | 14 | 24 | 0.018951
P_line_flow_sending | 15 | 1 | 0.014209
P_line_flow_sending | 15 | 2 | 0.013434
P_line_flow_sending | 15 | 3 | 0.012975
P_line_flow_sending | 15 | 4 | 0.012682
P_line_flow_sending | 15 | 5 | 0.012854
P_line_flow_sending | 15 | 6 | 0.013629
P_line_flow_sending | 15 | 7 | 0.015073
P_line_flow_sending | 15 | 8 | 0.017489
P_line_flow_sending | 15 | 9 | 0.021122
P_line_flow_sending | 15 | 10 | 0.024335
P_line_flow_sending | 15 | 11 | 0.026167
P_line_flow_sending | 15 | 12 | 0.02667
P_line_flow_sending | 15 | 13 | 0.026487
P_line_flow_sending | 15 | 14 | 0.027003
P_line_flow_sending | 15 | 15 | 0.027105
P_line_flow_sending | 15 | 16 | 0.026868
P_line_flow_sending | 15 | 17 | 0.026586
P_line_flow_sending | 15 | 18 | 0.025699
P_line_flow_sending | 15 | 19 | 0.023479
P_line_flow_sending | 15 | 20 | 0.022336
P_line_flow_sending | 15 | 21 | 0.020668
P_line_flow_sending | 15 | 22 | 0.018613
P_line_flow_sending | 15 | 23 | 0.01652
P_line_flow_sending | 15 | 24 | 0.015499
P_line_flow_sending | 16 | 1 | 0.011046
P_line_flow_sending | 16 | 2 | 0.010444
P_line_flow_sending | 16 | 3 | 0.010087
P_line_flow_sending | 16 | 4 | 0.0098597
P_line_flow_sending | 16 | 5 | 0.0099928
P_line_flow_sending | 16 | 6 | 0.010595
P_line_flow_sending | 16 | 7 | 0.011717
P_line_flow_sending | 16 | 8 | 0.013594
P_line_flow_sending | 16 | 9 | 0.016416
P_line_flow_sending | 16 | 10 | 0.018911
P_line_flow_sending | 16 | 11 | 0.020333
P_line_flow_sending | 16 | 12 | 0.020724
P_line_flow_sending | 16 | 13 | 0.020582
P_line_flow_sending | 16 | 14 | 0.020983
P_line_flow_sending | 16 | 15 | 0.021062
P_line_flow_sending | 16 | 16 | 0.020878
P_line_flow_sending | 16 | 17 | 0.020659
P_line_flow_sending | 16 | 18 | 0.01997
P_line_flow_sending | 16 | 19 | 0.018246
P_line_flow_sending | 16 | 20 | 0.017358
P_line_flow_sending | 16 | 21 | 0.016063
P_line_flow_sending | 16 | 22 | 0.014467
P_line_flow_sending | 16 | 23 | 0.012841
P_line_flow_sending | 16 | 24 | 0.012048
P_line_flow_sending | 17 | 1 | 0.0078821
P_line_flow_sending | 17 | 2 | 0.0074529
P_line_flow_sending | 17 | 3 | 0.0071985
P_line_flow_sending | 17 | 4 | 0.0070364
P_line_flow_sending | 17 | 5 | 0.0071313
P_line_flow_sending | 17 | 6 | 0.0075608
P_line_flow_sending | 17 | 7 | 0.0083605
P_line_flow_sending | 17 | 8 | 0.0096981
P_line_flow_sending | 17 | 9 | 0.011708
P_line_flow_sending | 17 | 10 | 0.013485
P_line_flow_sending | 17 | 11 | 0.014497
P_line_flow_sending | 17 | 12 | 0.014775
P_line_flow_sending | 17 | 13 | 0.014674
P_line_flow_sending | 17 | 14 | 0.014959
P_line_flow_sending | 17 | 15 | 0.015016
P_line_flow_sending | 17 | 16 | 0.014884
P_line_flow_sending | 17 | 17 | 0.014729
P_line_flow_sending | 17 | 18 | 0.014238
P_line_flow_sending | 17 | 19 | 0.013011
P_line_flow_sending | 17 | 20 | 0.012379
P_line_flow_sending | 17 | 21 | 0.011457
P_line_flow_sending | 17 | 22 | 0.01032
P_line_flow_sending | 17 | 23 | 0.0091615
P_line_flow_sending | 17 | 24 | 0.0085963
P_line_flow_sending | 18 | 1 | 0.072348
P_line_flow_sending | 18 | 2 | 0.068638
P_line_flow_sending | 18 | 3 | 0.06642
P_line_flow_sending | 18 | 4 | 0.065086
P_line_flow_sending | 18 | 5 | 0.065723
P_line_flow_sending | 18 | 6 | 0.069447
P_line_flow_sending | 18 | 7 | 0.068654
P_line_flow_sending | 18 | 8 | 0.049929
P_line_flow_sending | 18 | 9 | 0.036664
P_line_flow_sending | 18 | 10 | 0.023301
P_line_flow_sending | 18 | 11 | 0.025771
P_line_flow_sending | 18 | 12 | 0.018626
P_line_flow_sending | 18 | 13 | 0.0066726
P_line_flow_sending | 18 | 14 | 0.017157
P_line_flow_sending | 18 | 15 | 0.00091976
P_line_flow_sending | 18 | 16 | 0.014259
P_line_flow_sending | 18 | 17 | 0.032572
P_line_flow_sending | 18 | 18 | 0.057405
P_line_flow_sending | 18 | 19 | 0.083358
P_line_flow_sending | 18 | 20 | 0.092887
P_line_flow_sending | 18 | 21 | 0.089549
P_line_flow_sending | 18 | 22 | 0.086749
P_line_flow_sending | 18 | 23 | 0.080021
P_line_flow_sending | 18 | 24 | 0.07827
P_line_flow_sending | 19 | 1 | 0.067555
P_line_flow_sending | 19 | 2 | 0.064109
P_line_flow_sending | 19 | 3 | 0.062048
P_line_flow_sending | 19 | 4 | 0.060813
P_line_flow_sending | 19 | 5 | 0.061392
P_line_flow_sending | 19 | 6 | 0.064852
P_line_flow_sending | 19 | 7 | 0.063579
P_line_flow_sending | 19 | 8 | 0.044073
P_line_flow_sending | 19 | 9 | 0.029607
P_line_flow_sending | 19 | 10 | 0.015181
P_line_flow_sending | 19 | 11 | 0.017039
P_line_flow_sending | 19 | 12 | 0.0097318
P_line_flow_sending | 19 | 13 | -0.0021561
P_line_flow_sending | 19 | 14 | 0.0081525
P_line_flow_sending | 19 | 15 | -0.0081134
P_line_flow_sending | 19 | 16 | 0.0053029
P_line_flow_sending | 19 | 17 | 0.023701
P_line_flow_sending | 19 | 18 | 0.048806
P_line_flow_sending | 19 | 19 | 0.075458
P_line_flow_sending | 19 | 20 | 0.08535
P_line_flow_sending | 19 | 21 | 0.082574
P_line_flow_sending | 19 | 22 | 0.080464
P_line_flow_sending | 19 | 23 | 0.074446
P_line_flow_sending | 19 | 24 | 0.073038
P_line_flow_sending | 20 | 1 | 0.062298
P_line_flow_sending | 20 | 2 | 0.059162
P_line_flow_sending | 20 | 3 | 0.057283
P_line_flow_sending | 20 | 4 | 0.056164
P_line_flow_sending | 20 | 5 | 0.056677
P_line_flow_sending | 20 | 6 | 0.059829
P_line_flow_sending | 20 | 7 | 0.062292
P_line_flow_sending | 20 | 8 | 0.058551
P_line_flow_sending | 20 | 9 | 0.062387
P_line_flow_sending | 20 | 10 | 0.064037
P_line_flow_sending | 20 | 11 | 0.068702
P_line_flow_sending | 20 | 12 | 0.065737
P_line_flow_sending | 20 | 13 | 0.058936
P_line_flow_sending | 20 | 14 | 0.065653
P_line_flow_sending | 20 | 15 | 0.056918
P_line_flow_sending | 20 | 16 | 0.061479
P_line_flow_sending | 20 | 17 | 0.067468
P_line_flow_sending | 20 | 18 | 0.075676
P_line_flow_sending | 20 | 19 | 0.083972
P_line_flow_sending | 20 | 20 | 0.086441
P_line_flow_sending | 20 | 21 | 0.081847
P_line_flow_sending | 20 | 22 | 0.07684
P_line_flow_sending | 20 | 23 | 0.069826
P_line_flow_sending | 20 | 24 | 0.067263
P_line_flow_sending | 21 | 1 | 0.04063
P_line_flow_sending | 21 | 2 | 0.038394
P_line_flow_sending | 21 | 3 | 0.03707
P_line_flow_sending | 21 | 4 | 0.036227
P_line_flow_sending | 21 | 5 | 0.03672
P_line_flow_sending | 21 | 6 | 0.038956
P_line_flow_sending | 21 | 7 | 0.03885
P_line_flow_sending | 21 | 8 | 0.029236
P_line_flow_sending | 21 | 9 | 0.020063
P_line_flow_sending | 21 | 10 | 0.01207
P_line_flow_sending | 21 | 11 | 0.013863
P_line_flow_sending | 21 | 12 | 0.010804
P_line_flow_sending | 21 | 13 | 0.0052717
P_line_flow_sending | 21 | 14 | 0.010149
P_line_flow_sending | 21 | 15 | 0.0028877
P_line_flow_sending | 21 | 16 | 0.011162
P_line_flow_sending | 21 | 17 | 0.022873
P_line_flow_sending | 21 | 18 | 0.037502
P_line_flow_sending | 21 | 19 | 0.050132
P_line_flow_sending | 21 | 20 | 0.054607
P_line_flow_sending | 21 | 21 | 0.052246
P_line_flow_sending | 21 | 22 | 0.049985
P_line_flow_sending | 21 | 23 | 0.04576
P_line_flow_sending | 21 | 24 | 0.044357
P_line_flow_sending | 22 | 1 | 0.055699
P_line_flow_sending | 22 | 2 | 0.055631
P_line_flow_sending | 22 | 3 | 0.055377
P_line_flow_sending | 22 | 4 | 0.055112
P_line_flow_sending | 22 | 5 | 0.054939
P_line_flow_sending | 22 | 6 | 0.055468
P_line_flow_sending | 22 | 7 | 0.054748
P_line_flow_sending | 22 | 8 | 0.047309
P_line_flow_sending | 22 | 9 | 0.044667
P_line_flow_sending | 22 | 10 | 0.034894
P_line_flow_sending | 22 | 11 | 0.032211
P_line_flow_sending | 22 | 12 | 0.026986
P_line_flow_sending | 22 | 13 | 0.013872
P_line_flow_sending | 22 | 14 | 0.023883
P_line_flow_sending | 22 | 15 | 0.019377
P_line_flow_sending | 22 | 16 | 0.02684
P_line_flow_sending | 22 | 17 | 0.037605
P_line_flow_sending | 22 | 18 | 0.046563
P_line_flow_sending | 22 | 19 | 0.057933
P_line_flow_sending | 22 | 20 | 0.06111
P_line_flow_sending | 22 | 21 | 0.059307
P_line_flow_sending | 22 | 22 | 0.059429
P_line_flow_sending | 22 | 23 | 0.058745
P_line_flow_sending | 22 | 24 | 0.059604
P_line_flow_sending | 23 | 1 | 0.050864
P_line_flow_sending | 23 | 2 | 0.051053
P_line_flow_sending | 23 | 3 | 0.050952
P_line_flow_sending | 23 | 4 | 0.050785
P_line_flow_sending | 23 | 5 | 0.050556
P_line_flow_sending | 23 | 6 | 0.050826
P_line_flow_sending | 23 | 7 | 0.053842
P_line_flow_sending | 23 | 8 | 0.062007
P_line_flow_sending | 23 | 9 | 0.077623
P_line_flow_sending | 23 | 10 | 0.08394
P_line_flow_sending | 23 | 11 | 0.084109
P_line_flow_sending | 23 | 12 | 0.083217
P_line_flow_sending | 23 | 13 | 0.075186
P_line_flow_sending | 23 | 14 | 0.081618
P_line_flow_sending | 23 | 15 | 0.084625
P_line_flow_sending | 23 | 16 | 0.083215
P_line_flow_sending | 23 | 17 | 0.081593
P_line_flow_sending | 23 | 18 | 0.073802
P_line_flow_sending | 23 | 19 | 0.067086
P_line_flow_sending | 23 | 20 | 0.062974
P_line_flow_sending | 23 | 21 | 0.059289
P_line_flow_sending | 23 | 22 | 0.056453
P_line_flow_sending | 23 | 23 | 0.054656
P_line_flow_sending | 23 | 24 | 0.054324
P_line_flow_sending | 24 | 1 | 0.025364
P_line_flow_sending | 24 | 2 | 0.025458
P_line_flow_sending | 24 | 3 | 0.025408
P_line_flow_sending | 24 | 4 | 0.025325
P_line_flow_sending | 24 | 5 | 0.025211
P_line_flow_sending | 24 | 6 | 0.025345
P_line_flow_sending | 24 | 7 | 0.026845
P_line_flow_sending | 24 | 8 | 0.030903
P_line_flow_sending | 24 | 9 | 0.038653
P_line_flow_sending | 24 | 10 | 0.041785
P_line_flow_sending | 24 | 11 | 0.041869
P_line_flow_sending | 24 | 12 | 0.041427
P_line_flow_sending | 24 | 13 | 0.037445
P_line_flow_sending | 24 | 14 | 0.040635
P_line_flow_sending | 24 | 15 | 0.042125
P_line_flow_sending | 24 | 16 | 0.041426
P_line_flow_sending | 24 | 17 | 0.040622
P_line_flow_sending | 24 | 18 | 0.036758
P_line_flow_sending | 24 | 19 | 0.033425
P_line_flow_sending | 24 | 20 | 0.031383
P_line_flow_sending | 24 | 21 | 0.029552
P_line_flow_sending | 24 | 22 | 0.028143
P_line_flow_sending | 24 | 23 | 0.02725
P_line_flow_sending | 24 | 24 | 0.027085
P_line_flow_sending | 25 | 1 | 0.035138
P_line_flow_sending | 25 | 2 | 0.03362
P_line_flow_sending | 25 | 3 | 0.032689
P_line_flow_sending | 25 | 4 | 0.032205
P_line_flow_sending | 25 | 5 | 0.032287
P_line_flow_sending | 25 | 6 | 0.03383
P_line_flow_sending | 25 | 7 | 0.033695
P_line_flow_sending | 25 | 8 | 0.026358
P_line_flow_sending | 25 | 9 | 0.026556
P_line_flow_sending | 25 | 10 | 0.024222
P_line_flow_sending | 25 | 11 | 0.025441
P_line_flow_sending | 25 | 12 | 0.02123
P_line_flow_sending | 25 | 13 | 0.014353
P_line_flow_sending | 25 | 14 | 0.020543
P_line_flow_sending | 25 | 15 | 0.010917
P_line_flow_sending | 25 | 16 | 0.014436
P_line_flow_sending | 25 | 17 | 0.018593
P_line_flow_sending | 25 | 18 | 0.026168
P_line_flow_sending | 25 | 19 | 0.038141
P_line_flow_sending | 25 | 20 | 0.042623
P_line_flow_sending | 25 | 21 | 0.041391
P_line_flow_sending | 25 | 22 | 0.040515
P_line_flow_sending | 25 | 23 | 0.037726
P_line_flow_sending | 25 | 24 | 0.037296
P_line_flow_sending | 26 | 1 | 0.031956
P_line_flow_sending | 26 | 2 | 0.030612
P_line_flow_sending | 26 | 3 | 0.029784
P_line_flow_sending | 26 | 4 | 0.029366
P_line_flow_sending | 26 | 5 | 0.02941
P_line_flow_sending | 26 | 6 | 0.030779
P_line_flow_sending | 26 | 7 | 0.030321
P_line_flow_sending | 26 | 8 | 0.022447
P_line_flow_sending | 26 | 9 | 0.021811
P_line_flow_sending | 26 | 10 | 0.01874
P_line_flow_sending | 26 | 11 | 0.019545
P_line_flow_sending | 26 | 12 | 0.015227
P_line_flow_sending | 26 | 13 | 0.0083997
P_line_flow_sending | 26 | 14 | 0.014465
P_line_flow_sending | 26 | 15 | 0.0048284
P_line_flow_sending | 26 | 16 | 0.0084118
P_line_flow_sending | 26 | 17 | 0.012647
P_line_flow_sending | 26 | 18 | 0.02043
P_line_flow_sending | 26 | 19 | 0.032889
P_line_flow_sending | 26 | 20 | 0.037622
P_line_flow_sending | 26 | 21 | 0.036764
P_line_flow_sending | 26 | 22 | 0.036347
P_line_flow_sending | 26 | 23 | 0.034027
P_line_flow_sending | 26 | 24 | 0.033825
P_line_flow_sending | 27 | 1 | 0.028767
P_line_flow_sending | 27 | 2 | 0.027598
P_line_flow_sending | 27 | 3 | 0.026873
P_line_flow_sending | 27 | 4 | 0.02652
P_line_flow_sending | 27 | 5 | 0.026527
P_line_flow_sending | 27 | 6 | 0.027721
P_line_flow_sending | 27 | 7 | 0.026939
P_line_flow_sending | 27 | 8 | 0.018528
P_line_flow_sending | 27 | 9 | 0.017048
P_line_flow_sending | 27 | 10 | 0.013231
P_line_flow_sending | 27 | 11 | 0.01362
P_line_flow_sending | 27 | 12 | 0.0091956
P_line_flow_sending | 27 | 13 | 0.0024201
P_line_flow_sending | 27 | 14 | 0.0083577
P_line_flow_sending | 27 | 15 | -0.0012862
P_line_flow_sending | 27 | 16 | 0.0023658
P_line_flow_sending | 27 | 17 | 0.0066852
P_line_flow_sending | 27 | 18 | 0.014681
P_line_flow_sending | 27 | 19 | 0.027628
P_line_flow_sending | 27 | 20 | 0.032611
P_line_flow_sending | 27 | 21 | 0.032127
P_line_flow_sending | 27 | 22 | 0.03217
P_line_flow_sending | 27 | 23 | 0.030321
P_line_flow_sending | 27 | 24 | 0.030347
P_line_flow_sending | 28 | 1 | 0.025494
P_line_flow_sending | 28 | 2 | 0.024505
P_line_flow_sending | 28 | 3 | 0.023888
P_line_flow_sending | 28 | 4 | 0.023603
P_line_flow_sending | 28 | 5 | 0.023572
P_line_flow_sending | 28 | 6 | 0.024585
P_line_flow_sending | 28 | 7 | 0.023472
P_line_flow_sending | 28 | 8 | 0.014511
P_line_flow_sending | 28 | 9 | 0.012088
P_line_flow_sending | 28 | 10 | 0.0074316
P_line_flow_sending | 28 | 11 | 0.0073738
P_line_flow_sending | 28 | 12 | 0.0028532
P_line_flow_sending | 28 | 13 | -0.0038452
P_line_flow_sending | 28 | 14 | 0.0019353
P_line_flow_sending | 28 | 15 | -0.0076857
P_line_flow_sending | 28 | 16 | -0.0039202
P_line_flow_sending | 28 | 17 | 0.00054496
P_line_flow_sending | 28 | 18 | 0.0088016
P_line_flow_sending | 28 | 19 | 0.022232
P_line_flow_sending | 28 | 20 | 0.02746
P_line_flow_sending | 28 | 21 | 0.027363
P_line_flow_sending | 28 | 22 | 0.027879
P_line_flow_sending | 28 | 23 | 0.026518
P_line_flow_sending | 28 | 24 | 0.026776
P_line_flow_sending | 29 | 1 | 0.019111
P_line_flow_sending | 29 | 2 | 0.018472
P_line_flow_sending | 29 | 3 | 0.018061
P_line_flow_sending | 29 | 4 | 0.017907
P_line_flow_sending | 29 | 5 | 0.0178
P_line_flow_sending | 29 | 6 | 0.018464
P_line_flow_sending | 29 | 7 | 0.02092
P_line_flow_sending | 29 | 8 | 0.027268
P_line_flow_sending | 29 | 9 | 0.042603
P_line_flow_sending | 29 | 10 | 0.053568
P_line_flow_sending | 29 | 11 | 0.056127
P_line_flow_sending | 29 | 12 | 0.055882
P_line_flow_sending | 29 | 13 | 0.054285
P_line_flow_sending | 29 | 14 | 0.05642
P_line_flow_sending | 29 | 15 | 0.054324
P_line_flow_sending | 29 | 16 | 0.0493
P_line_flow_sending | 29 | 17 | 0.041494
P_line_flow_sending | 29 | 18 | 0.033168
P_line_flow_sending | 29 | 19 | 0.028788
P_line_flow_sending | 29 | 20 | 0.026858
P_line_flow_sending | 29 | 21 | 0.025065
P_line_flow_sending | 29 | 22 | 0.022858
P_line_flow_sending | 29 | 23 | 0.020629
P_line_flow_sending | 29 | 24 | 0.019815
P_line_flow_sending | 30 | 1 | 0.012268
P_line_flow_sending | 30 | 2 | 0.011858
P_line_flow_sending | 30 | 3 | 0.011595
P_line_flow_sending | 30 | 4 | 0.011496
P_line_flow_sending | 30 | 5 | 0.011428
P_line_flow_sending | 30 | 6 | 0.011853
P_line_flow_sending | 30 | 7 | 0.013427
P_line_flow_sending | 30 | 8 | 0.017494
P_line_flow_sending | 30 | 9 | 0.027299
P_line_flow_sending | 30 | 10 | 0.034296
P_line_flow_sending | 30 | 11 | 0.035927
P_line_flow_sending | 30 | 12 | 0.035771
P_line_flow_sending | 30 | 13 | 0.034755
P_line_flow_sending | 30 | 14 | 0.036114
P_line_flow_sending | 30 | 15 | 0.034779
P_line_flow_sending | 30 | 16 | 0.031575
P_line_flow_sending | 30 | 17 | 0.026591
P_line_flow_sending | 30 | 18 | 0.021269
P_line_flow_sending | 30 | 19 | 0.018466
P_line_flow_sending | 30 | 20 | 0.017231
P_line_flow_sending | 30 | 21 | 0.016082
P_line_flow_sending | 30 | 22 | 0.014669
P_line_flow_sending | 30 | 23 | 0.013241
P_line_flow_sending | 30 | 24 | 0.012719
P_line_flow_sending | 31 | 1 | 0.0071501
P_line_flow_sending | 31 | 2 | 0.0069113
P_line_flow_sending | 31 | 3 | 0.0067582
P_line_flow_sending | 31 | 4 | 0.0067005
P_line_flow_sending | 31 | 5 | 0.0066608
P_line_flow_sending | 31 | 6 | 0.0069086
P_line_flow_sending | 31 | 7 | 0.0078251
P_line_flow_sending | 31 | 8 | 0.010192
P_line_flow_sending | 31 | 9 | 0.015893
P_line_flow_sending | 31 | 10 | 0.019956
P_line_flow_sending | 31 | 11 | 0.020902
P_line_flow_sending | 31 | 12 | 0.020812
P_line_flow_sending | 31 | 13 | 0.020222
P_line_flow_sending | 31 | 14 | 0.021011
P_line_flow_sending | 31 | 15 | 0.020237
P_line_flow_sending | 31 | 16 | 0.018377
P_line_flow_sending | 31 | 17 | 0.015482
P_line_flow_sending | 31 | 18 | 0.012388
P_line_flow_sending | 31 | 19 | 0.010758
P_line_flow_sending | 31 | 20 | 0.010039
P_line_flow_sending | 31 | 21 | 0.0093704
P_line_flow_sending | 31 | 22 | 0.0085477
P_line_flow_sending | 31 | 23 | 0.0077164
P_line_flow_sending | 31 | 24 | 0.0074125
P_line_flow_sending | 32 | 1 | 0.41193
P_line_flow_sending | 32 | 2 | 0.3867
P_line_flow_sending | 32 | 3 | 0.37198
P_line_flow_sending | 32 | 4 | 0.36233
P_line_flow_sending | 32 | 5 | 0.36876
P_line_flow_sending | 32 | 6 | 0.39366
P_line_flow_sending | 32 | 7 | 0.41261
P_line_flow_sending | 32 | 8 | 0.38678
P_line_flow_sending | 32 | 9 | 0.35644
P_line_flow_sending | 32 | 10 | 0.34264
P_line_flow_sending | 32 | 11 | 0.3798
P_line_flow_sending | 32 | 12 | 0.37563
P_line_flow_sending | 32 | 13 | 0.35336
P_line_flow_sending | 32 | 14 | 0.37813
P_line_flow_sending | 32 | 15 | 0.3484
P_line_flow_sending | 32 | 16 | 0.40145
P_line_flow_sending | 32 | 17 | 0.48034
P_line_flow_sending | 32 | 18 | 0.56826
P_line_flow_sending | 32 | 19 | 0.60688
P_line_flow_sending | 32 | 20 | 0.61572
P_line_flow_sending | 32 | 21 | 0.5779
P_line_flow_sending | 32 | 22 | 0.53366
P_line_flow_sending | 32 | 23 | 0.47789
P_line_flow_sending | 32 | 24 | 0.45293
P_line_flow_sending | 33 | 1 | 0.016816
P_line_flow_sending | 33 | 2 | 0.016186
P_line_flow_sending | 33 | 3 | 0.015791
P_line_flow_sending | 33 | 4 | 0.015615
P_line_flow_sending | 33 | 5 | 0.015577
P_line_flow_sending | 33 | 6 | 0.016224
P_line_flow_sending | 33 | 7 | 0.018301
P_line_flow_sending | 33 | 8 | 0.023377
P_line_flow_sending | 33 | 9 | 0.035149
P_line_flow_sending | 33 | 10 | 0.043705
P_line_flow_sending | 33 | 11 | 0.045944
P_line_flow_sending | 33 | 12 | 0.045881
P_line_flow_sending | 33 | 13 | 0.0447
P_line_flow_sending | 33 | 14 | 0.046341
P_line_flow_sending | 33 | 15 | 0.044865
P_line_flow_sending | 33 | 16 | 0.041221
P_line_flow_sending | 33 | 17 | 0.035576
P_line_flow_sending | 33 | 18 | 0.029424
P_line_flow_sending | 33 | 19 | 0.025798
P_line_flow_sending | 33 | 20 | 0.024163
P_line_flow_sending | 33 | 21 | 0.022509
P_line_flow_sending | 33 | 22 | 0.020474
P_line_flow_sending | 33 | 23 | 0.018415
P_line_flow_sending | 33 | 24 | 0.017605
P_line_flow_sending | 34 | 1 | 0.065002
P_line_flow_sending | 34 | 2 | 0.061128
P_line_flow_sending | 34 | 3 | 0.058858
P_line_flow_sending | 34 | 4 | 0.057336
P_line_flow_sending | 34 | 5 | 0.058368
P_line_flow_sending | 34 | 6 | 0.062222
P_line_flow_sending | 34 | 7 | 0.062479
P_line_flow_sending | 34 | 8 | 0.047954
P_line_flow_sending | 34 | 9 | 0.029519
P_line_flow_sending | 34 | 10 | 0.015311
P_line_flow_sending | 34 | 11 | 0.018817
P_line_flow_sending | 34 | 12 | 0.015442
P_line_flow_sending | 34 | 13 | 0.0084879
P_line_flow_sending | 34 | 14 | 0.014645
P_line_flow_sending | 34 | 15 | 0.0060396
P_line_flow_sending | 34 | 16 | 0.020923
P_line_flow_sending | 34 | 17 | 0.042606
P_line_flow_sending | 34 | 18 | 0.067912
P_line_flow_sending | 34 | 19 | 0.085552
P_line_flow_sending | 34 | 20 | 0.091538
P_line_flow_sending | 34 | 21 | 0.086945
P_line_flow_sending | 34 | 22 | 0.08221
P_line_flow_sending | 34 | 23 | 0.074661
P_line_flow_sending | 34 | 24 | 0.071718
P_line_flow_sending | 35 | 1 | -0.035604
P_line_flow_sending | 35 | 2 | -0.033658
P_line_flow_sending | 35 | 3 | -0.032505
P_line_flow_sending | 35 | 4 | -0.03177
P_line_flow_sending | 35 | 5 | -0.0322
P_line_flow_sending | 35 | 6 | -0.034147
P_line_flow_sending | 35 | 7 | -0.033558
P_line_flow_sending | 35 | 8 | -0.02324
P_line_flow_sending | 35 | 9 | -0.012912
P_line_flow_sending | 35 | 10 | -0.0038665
P_line_flow_sending | 35 | 11 | -0.0050309
P_line_flow_sending | 35 | 12 | -0.0018097
P_line_flow_sending | 35 | 13 | 0.0036516
P_line_flow_sending | 35 | 14 | -0.0010428
P_line_flow_sending | 35 | 15 | 0.0062459
P_line_flow_sending | 35 | 16 | -0.0020995
P_line_flow_sending | 35 | 17 | -0.013852
P_line_flow_sending | 35 | 18 | -0.028644
P_line_flow_sending | 35 | 19 | -0.041841
P_line_flow_sending | 35 | 20 | -0.046622
P_line_flow_sending | 35 | 21 | -0.044866
P_line_flow_sending | 35 | 22 | -0.043336
P_line_flow_sending | 35 | 23 | -0.039883
P_line_flow_sending | 35 | 24 | -0.038844
P_line_flow_sending | 36 | 1 | 0.0031516
P_line_flow_sending | 36 | 2 | 0.00298
P_line_flow_sending | 36 | 3 | 0.0028783
P_line_flow_sending | 36 | 4 | 0.0028136
P_line_flow_sending | 36 | 5 | 0.0028515
P_line_flow_sending | 36 | 6 | 0.0030231
P_line_flow_sending | 36 | 7 | 0.0033428
P_line_flow_sending | 36 | 8 | 0.0038773
P_line_flow_sending | 36 | 9 | 0.0046805
P_line_flow_sending | 36 | 10 | 0.0053902
P_line_flow_sending | 36 | 11 | 0.0057945
P_line_flow_sending | 36 | 12 | 0.0059055
P_line_flow_sending | 36 | 13 | 0.0058653
P_line_flow_sending | 36 | 14 | 0.0059792
P_line_flow_sending | 36 | 15 | 0.0060017
P_line_flow_sending | 36 | 16 | 0.0059493
P_line_flow_sending | 36 | 17 | 0.005887
P_line_flow_sending | 36 | 18 | 0.005691
P_line_flow_sending | 36 | 19 | 0.0052007
P_line_flow_sending | 36 | 20 | 0.0049483
P_line_flow_sending | 36 | 21 | 0.0045799
P_line_flow_sending | 36 | 22 | 0.0041257
P_line_flow_sending | 36 | 23 | 0.0036629
P_line_flow_sending | 36 | 24 | 0.003437
P_line_flow_sending | 37 | 1 | 0.043551
P_line_flow_sending | 37 | 2 | 0.034617
P_line_flow_sending | 37 | 3 | 0.029778
P_line_flow_sending | 37 | 4 | 0.027617
P_line_flow_sending | 37 | 5 | 0.028709
P_line_flow_sending | 37 | 6 | 0.036418
P_line_flow_sending | 37 | 7 | 0.024712
P_line_flow_sending | 37 | 8 | -0.047771
P_line_flow_sending | 37 | 9 | -0.10032
P_line_flow_sending | 37 | 10 | -0.13868
P_line_flow_sending | 37 | 11 | -0.13392
P_line_flow_sending | 37 | 12 | -0.15703
P_line_flow_sending | 37 | 13 | -0.17458
P_line_flow_sending | 37 | 14 | -0.15695
P_line_flow_sending | 37 | 15 | -0.2231
P_line_flow_sending | 37 | 16 | -0.19602
P_line_flow_sending | 37 | 17 | -0.16346
P_line_flow_sending | 37 | 18 | -0.091533
P_line_flow_sending | 37 | 19 | 0.0036279
P_line_flow_sending | 37 | 20 | 0.044369
P_line_flow_sending | 37 | 21 | 0.049628
P_line_flow_sending | 37 | 22 | 0.054992
P_line_flow_sending | 37 | 23 | 0.045761
P_line_flow_sending | 37 | 24 | 0.045188

## Q_line_flow_sending
Variable_name | Index: Lines | Index: Times | Value
Q_line_flow_sending | 1 | 1 | 0.10828
Q_line_flow_sending | 1 | 2 | 0.10443
Q_line_flow_sending | 1 | 3 | 0.10199
Q_line_flow_sending | 1 | 4 | 0.10058
Q_line_flow_sending | 1 | 5 | 0.1009
Q_line_flow_sending | 1 | 6 | 0.10501
Q_line_flow_sending | 1 | 7 | 0.11409
Q_line_flow_sending | 1 | 8 | 0.13049
Q_line_flow_sending | 1 | 9 | 0.16978
Q_line_flow_sending | 1 | 10 | 0.19647
Q_line_flow_sending | 1 | 11 | 0.2062
Q_line_flow_sending | 1 | 12 | 0.20515
Q_line_flow_sending | 1 | 13 | 0.19558
Q_line_flow_sending | 1 | 14 | 0.20583
Q_line_flow_sending | 1 | 15 | 0.20069
Q_line_flow_sending | 1 | 16 | 0.19395
Q_line_flow_sending | 1 | 17 | 0.1836
Q_line_flow_sending | 1 | 18 | 0.16941
Q_line_flow_sending | 1 | 19 | 0.15911
Q_line_flow_sending | 1 | 20 | 0.1532
Q_line_flow_sending | 1 | 21 | 0.14324
Q_line_flow_sending | 1 | 22 | 0.13214
Q_line_flow_sending | 1 | 23 | 0.1205
Q_line_flow_sending | 1 | 24 | 0.11591
Q_line_flow_sending | 2 | 1 | 0.070199
Q_line_flow_sending | 2 | 2 | 0.068336
Q_line_flow_sending | 2 | 3 | 0.067086
Q_line_flow_sending | 2 | 4 | 0.06639
Q_line_flow_sending | 2 | 5 | 0.066362
Q_line_flow_sending | 2 | 6 | 0.068481
Q_line_flow_sending | 2 | 7 | 0.074427
Q_line_flow_sending | 2 | 8 | 0.086997
Q_line_flow_sending | 2 | 9 | 0.11694
Q_line_flow_sending | 2 | 10 | 0.13622
Q_line_flow_sending | 2 | 11 | 0.14169
Q_line_flow_sending | 2 | 12 | 0.14061
Q_line_flow_sending | 2 | 13 | 0.13311
Q_line_flow_sending | 2 | 14 | 0.1407
Q_line_flow_sending | 2 | 15 | 0.13771
Q_line_flow_sending | 2 | 16 | 0.13148
Q_line_flow_sending | 2 | 17 | 0.12193
Q_line_flow_sending | 2 | 18 | 0.10886
Q_line_flow_sending | 2 | 19 | 0.10056
Q_line_flow_sending | 2 | 20 | 0.095993
Q_line_flow_sending | 2 | 21 | 0.089934
Q_line_flow_sending | 2 | 22 | 0.083452
Q_line_flow_sending | 2 | 23 | 0.076985
Q_line_flow_sending | 2 | 24 | 0.074629
Q_line_flow_sending | 3 | 1 | 0.040842
Q_line_flow_sending | 3 | 2 | 0.039159
Q_line_flow_sending | 3 | 3 | 0.038119
Q_line_flow_sending | 3 | 4 | 0.037606
Q_line_flow_sending | 3 | 5 | 0.037631
Q_line_flow_sending | 3 | 6 | 0.039347
Q_line_flow_sending | 3 | 7 | 0.043774
Q_line_flow_sending | 3 | 8 | 0.053286
Q_line_flow_sending | 3 | 9 | 0.076371
Q_line_flow_sending | 3 | 10 | 0.09322
Q_line_flow_sending | 3 | 11 | 0.098323
Q_line_flow_sending | 3 | 12 | 0.097989
Q_line_flow_sending | 3 | 13 | 0.095005
Q_line_flow_sending | 3 | 14 | 0.098913
Q_line_flow_sending | 3 | 15 | 0.095244
Q_line_flow_sending | 3 | 16 | 0.088873
Q_line_flow_sending | 3 | 17 | 0.078938
Q_line_flow_sending | 3 | 18 | 0.068192
Q_line_flow_sending | 3 | 19 | 0.061898
Q_line_flow_sending | 3 | 20 | 0.058904
Q_line_flow_sending | 3 | 21 | 0.054965
Q_line_flow_sending | 3 | 22 | 0.050192
Q_line_flow_sending | 3 | 23 | 0.045142
Q_line_flow_sending | 3 | 24 | 0.043138
Q_line_flow_sending | 4 | 1 | 0.036594
Q_line_flow_sending | 4 | 2 | 0.035144
Q_line_flow_sending | 4 | 3 | 0.034242
Q_line_flow_sending | 4 | 4 | 0.033816
Q_line_flow_sending | 4 | 5 | 0.03379
Q_line_flow_sending | 4 | 6 | 0.035273
Q_line_flow_sending | 4 | 7 | 0.039269
Q_line_flow_sending | 4 | 8 | 0.048063
Q_line_flow_sending | 4 | 9 | 0.070038
Q_line_flow_sending | 4 | 10 | 0.085907
Q_line_flow_sending | 4 | 11 | 0.090456
Q_line_flow_sending | 4 | 12 | 0.08998
Q_line_flow_sending | 4 | 13 | 0.087063
Q_line_flow_sending | 4 | 14 | 0.090804
Q_line_flow_sending | 4 | 15 | 0.087122
Q_line_flow_sending | 4 | 16 | 0.080833
Q_line_flow_sending | 4 | 17 | 0.070996
Q_line_flow_sending | 4 | 18 | 0.060522
Q_line_flow_sending | 4 | 19 | 0.054878
Q_line_flow_sending | 4 | 20 | 0.05222
Q_line_flow_sending | 4 | 21 | 0.048781
Q_line_flow_sending | 4 | 22 | 0.044623
Q_line_flow_sending | 4 | 23 | 0.040202
Q_line_flow_sending | 4 | 24 | 0.038503
Q_line_flow_sending | 5 | 1 | 0.03498
Q_line_flow_sending | 5 | 2 | 0.033619
Q_line_flow_sending | 5 | 3 | 0.03277
Q_line_flow_sending | 5 | 4 | 0.032378
Q_line_flow_sending | 5 | 5 | 0.032333
Q_line_flow_sending | 5 | 6 | 0.033727
Q_line_flow_sending | 5 | 7 | 0.037559
Q_line_flow_sending | 5 | 8 | 0.046081
Q_line_flow_sending | 5 | 9 | 0.067621
Q_line_flow_sending | 5 | 10 | 0.083106
Q_line_flow_sending | 5 | 11 | 0.087442
Q_line_flow_sending | 5 | 12 | 0.086914
Q_line_flow_sending | 5 | 13 | 0.084029
Q_line_flow_sending | 5 | 14 | 0.0877
Q_line_flow_sending | 5 | 15 | 0.084022
Q_line_flow_sending | 5 | 16 | 0.07777
Q_line_flow_sending | 5 | 17 | 0.06798
Q_line_flow_sending | 5 | 18 | 0.057615
Q_line_flow_sending | 5 | 19 | 0.052212
Q_line_flow_sending | 5 | 20 | 0.049679
Q_line_flow_sending | 5 | 21 | 0.046431
Q_line_flow_sending | 5 | 22 | 0.042507
Q_line_flow_sending | 5 | 23 | 0.038326
Q_line_flow_sending | 5 | 24 | 0.036742
Q_line_flow_sending | 6 | 1 | 0.076282
Q_line_flow_sending | 6 | 2 | 0.069124
Q_line_flow_sending | 6 | 3 | 0.065099
Q_line_flow_sending | 6 | 4 | 0.062609
Q_line_flow_sending | 6 | 5 | 0.064408
Q_line_flow_sending | 6 | 6 | 0.071122
Q_line_flow_sending | 6 | 7 | 0.075245
Q_line_flow_sending | 6 | 8 | 0.065926
Q_line_flow_sending | 6 | 9 | 0.054544
Q_line_flow_sending | 6 | 10 | 0.052026
Q_line_flow_sending | 6 | 11 | 0.063195
Q_line_flow_sending | 6 | 12 | 0.062754
Q_line_flow_sending | 6 | 13 | 0.062408
Q_line_flow_sending | 6 | 14 | 0.064976
Q_line_flow_sending | 6 | 15 | 0.053946
Q_line_flow_sending | 6 | 16 | 0.066239
Q_line_flow_sending | 6 | 17 | 0.083956
Q_line_flow_sending | 6 | 18 | 0.10847
Q_line_flow_sending | 6 | 19 | 0.12156
Q_line_flow_sending | 6 | 20 | 0.12606
Q_line_flow_sending | 6 | 21 | 0.11759
Q_line_flow_sending | 6 | 22 | 0.10658
Q_line_flow_sending | 6 | 23 | 0.09173
Q_line_flow_sending | 6 | 24 | 0.084886
Q_line_flow_sending | 7 | 1 | -0.0034042
Q_line_flow_sending | 7 | 2 | -0.0032905
Q_line_flow_sending | 7 | 3 | -0.0032177
Q_line_flow_sending | 7 | 4 | -0.0031902
Q_line_flow_sending | 7 | 5 | -0.0031713
Q_line_flow_sending | 7 | 6 | -0.0032892
Q_line_flow_sending | 7 | 7 | -0.0037255
Q_line_flow_sending | 7 | 8 | -0.004852
Q_line_flow_sending | 7 | 9 | -0.0075651
Q_line_flow_sending | 7 | 10 | -0.0094981
Q_line_flow_sending | 7 | 11 | -0.0099482
Q_line_flow_sending | 7 | 12 | -0.0099053
Q_line_flow_sending | 7 | 13 | -0.0096248
Q_line_flow_sending | 7 | 14 | -0.01
Q_line_flow_sending | 7 | 15 | -0.0096317
Q_line_flow_sending | 7 | 16 | -0.0087467
Q_line_flow_sending | 7 | 17 | -0.0073694
Q_line_flow_sending | 7 | 18 | -0.0058971
Q_line_flow_sending | 7 | 19 | -0.0051213
Q_line_flow_sending | 7 | 20 | -0.0047791
Q_line_flow_sending | 7 | 21 | -0.004461
Q_line_flow_sending | 7 | 22 | -0.0040695
Q_line_flow_sending | 7 | 23 | -0.0036738
Q_line_flow_sending | 7 | 24 | -0.0035291
Q_line_flow_sending | 8 | 1 | 0.0010509
Q_line_flow_sending | 8 | 2 | 0.00099367
Q_line_flow_sending | 8 | 3 | 0.00095975
Q_line_flow_sending | 8 | 4 | 0.00093815
Q_line_flow_sending | 8 | 5 | 0.00095079
Q_line_flow_sending | 8 | 6 | 0.0010081
Q_line_flow_sending | 8 | 7 | 0.0011147
Q_line_flow_sending | 8 | 8 | 0.001293
Q_line_flow_sending | 8 | 9 | 0.001561
Q_line_flow_sending | 8 | 10 | 0.0017978
Q_line_flow_sending | 8 | 11 | 0.0019328
Q_line_flow_sending | 8 | 12 | 0.0019698
Q_line_flow_sending | 8 | 13 | 0.0019564
Q_line_flow_sending | 8 | 14 | 0.0019944
Q_line_flow_sending | 8 | 15 | 0.0020019
Q_line_flow_sending | 8 | 16 | 0.0019844
Q_line_flow_sending | 8 | 17 | 0.0019636
Q_line_flow_sending | 8 | 18 | 0.0018982
Q_line_flow_sending | 8 | 19 | 0.0017346
Q_line_flow_sending | 8 | 20 | 0.0016503
Q_line_flow_sending | 8 | 21 | 0.0015274
Q_line_flow_sending | 8 | 22 | 0.0013759
Q_line_flow_sending | 8 | 23 | 0.0012214
Q_line_flow_sending | 8 | 24 | 0.0011461
Q_line_flow_sending | 9 | 1 | 0.021016
Q_line_flow_sending | 9 | 2 | 0.019615
Q_line_flow_sending | 9 | 3 | 0.018803
Q_line_flow_sending | 9 | 4 | 0.018232
Q_line_flow_sending | 9 | 5 | 0.018669
Q_line_flow_sending | 9 | 6 | 0.020054
Q_line_flow_sending | 9 | 7 | 0.023313
Q_line_flow_sending | 9 | 8 | 0.030563
Q_line_flow_sending | 9 | 9 | 0.03696
Q_line_flow_sending | 9 | 10 | 0.044053
Q_line_flow_sending | 9 | 11 | 0.047892
Q_line_flow_sending | 9 | 12 | 0.050645
Q_line_flow_sending | 9 | 13 | 0.052798
Q_line_flow_sending | 9 | 14 | 0.051643
Q_line_flow_sending | 9 | 15 | 0.055559
Q_line_flow_sending | 9 | 16 | 0.05456
Q_line_flow_sending | 9 | 17 | 0.053821
Q_line_flow_sending | 9 | 18 | 0.050702
Q_line_flow_sending | 9 | 19 | 0.042167
Q_line_flow_sending | 9 | 20 | 0.03827
Q_line_flow_sending | 9 | 21 | 0.034656
Q_line_flow_sending | 9 | 22 | 0.030028
Q_line_flow_sending | 9 | 23 | 0.025894
Q_line_flow_sending | 9 | 24 | 0.023549
Q_line_flow_sending | 10 | 1 | -0.0010504
Q_line_flow_sending | 10 | 2 | -0.0009932
Q_line_flow_sending | 10 | 3 | -0.00095931
Q_line_flow_sending | 10 | 4 | -0.00093773
Q_line_flow_sending | 10 | 5 | -0.00095036
Q_line_flow_sending | 10 | 6 | -0.0010076
Q_line_flow_sending | 10 | 7 | -0.0011141
Q_line_flow_sending | 10 | 8 | -0.0012922
Q_line_flow_sending | 10 | 9 | -0.0015598
Q_line_flow_sending | 10 | 10 | -0.0017963
Q_line_flow_sending | 10 | 11 | -0.001931
Q_line_flow_sending | 10 | 12 | -0.001968
Q_line_flow_sending | 10 | 13 | -0.0019546
Q_line_flow_sending | 10 | 14 | -0.0019925
Q_line_flow_sending | 10 | 15 | -0.002
Q_line_flow_sending | 10 | 16 | -0.0019825
Q_line_flow_sending | 10 | 17 | -0.0019618
Q_line_flow_sending | 10 | 18 | -0.0018965
Q_line_flow_sending | 10 | 19 | -0.0017331
Q_line_flow_sending | 10 | 20 | -0.001649
Q_line_flow_sending | 10 | 21 | -0.0015263
Q_line_flow_sending | 10 | 22 | -0.0013749
Q_line_flow_sending | 10 | 23 | -0.0012207
Q_line_flow_sending | 10 | 24 | -0.0011455
Q_line_flow_sending | 11 | 1 | -0.002626
Q_line_flow_sending | 11 | 2 | -0.002483
Q_line_flow_sending | 11 | 3 | -0.0023983
Q_line_flow_sending | 11 | 4 | -0.0023444
Q_line_flow_sending | 11 | 5 | -0.0023759
Q_line_flow_sending | 11 | 6 | -0.002519
Q_line_flow_sending | 11 | 7 | -0.0027853
Q_line_flow_sending | 11 | 8 | -0.0032306
Q_line_flow_sending | 11 | 9 | -0.0038997
Q_line_flow_sending | 11 | 10 | -0.0044908
Q_line_flow_sending | 11 | 11 | -0.0048275
Q_line_flow_sending | 11 | 12 | -0.00492
Q_line_flow_sending | 11 | 13 | -0.0048866
Q_line_flow_sending | 11 | 14 | -0.0049814
Q_line_flow_sending | 11 | 15 | -0.0050002
Q_line_flow_sending | 11 | 16 | -0.0049565
Q_line_flow_sending | 11 | 17 | -0.0049046
Q_line_flow_sending | 11 | 18 | -0.0047413
Q_line_flow_sending | 11 | 19 | -0.0043329
Q_line_flow_sending | 11 | 20 | -0.0041227
Q_line_flow_sending | 11 | 21 | -0.0038158
Q_line_flow_sending | 11 | 22 | -0.0034375
Q_line_flow_sending | 11 | 23 | -0.0030519
Q_line_flow_sending | 11 | 24 | -0.0028637
Q_line_flow_sending | 12 | 1 | 0.013008
Q_line_flow_sending | 12 | 2 | 0.012293
Q_line_flow_sending | 12 | 3 | 0.011869
Q_line_flow_sending | 12 | 4 | 0.011599
Q_line_flow_sending | 12 | 5 | 0.011757
Q_line_flow_sending | 12 | 6 | 0.012472
Q_line_flow_sending | 12 | 7 | 0.013807
Q_line_flow_sending | 12 | 8 | 0.016043
Q_line_flow_sending | 12 | 9 | 0.019419
Q_line_flow_sending | 12 | 10 | 0.022416
Q_line_flow_sending | 12 | 11 | 0.024132
Q_line_flow_sending | 12 | 12 | 0.024603
Q_line_flow_sending | 12 | 13 | 0.024429
Q_line_flow_sending | 12 | 14 | 0.024916
Q_line_flow_sending | 12 | 15 | 0.025008
Q_line_flow_sending | 12 | 16 | 0.024788
Q_line_flow_sending | 12 | 17 | 0.024527
Q_line_flow_sending | 12 | 18 | 0.0237
Q_line_flow_sending | 12 | 19 | 0.021625
Q_line_flow_sending | 12 | 20 | 0.020559
Q_line_flow_sending | 12 | 21 | 0.019002
Q_line_flow_sending | 12 | 22 | 0.017089
Q_line_flow_sending | 12 | 23 | 0.015147
Q_line_flow_sending | 12 | 24 | 0.014201
Q_line_flow_sending | 13 | 1 | 0.011103
Q_line_flow_sending | 13 | 2 | 0.010494
Q_line_flow_sending | 13 | 3 | 0.010134
Q_line_flow_sending | 13 | 4 | 0.0099045
Q_line_flow_sending | 13 | 5 | 0.010039
Q_line_flow_sending | 13 | 6 | 0.010647
Q_line_flow_sending | 13 | 7 | 0.011781
Q_line_flow_sending | 13 | 8 | 0.013679
Q_line_flow_sending | 13 | 9 | 0.01654
Q_line_flow_sending | 13 | 10 | 0.019076
Q_line_flow_sending | 13 | 11 | 0.020525
Q_line_flow_sending | 13 | 12 | 0.020922
Q_line_flow_sending | 13 | 13 | 0.020776
Q_line_flow_sending | 13 | 14 | 0.021186
Q_line_flow_sending | 13 | 15 | 0.021265
Q_line_flow_sending | 13 | 16 | 0.021078
Q_line_flow_sending | 13 | 17 | 0.020857
Q_line_flow_sending | 13 | 18 | 0.020157
Q_line_flow_sending | 13 | 19 | 0.018404
Q_line_flow_sending | 13 | 20 | 0.017502
Q_line_flow_sending | 13 | 21 | 0.016185
Q_line_flow_sending | 13 | 22 | 0.014565
Q_line_flow_sending | 13 | 23 | 0.012918
Q_line_flow_sending | 13 | 24 | 0.012116
Q_line_flow_sending | 14 | 1 | 0.0068689
Q_line_flow_sending | 14 | 2 | 0.0064928
Q_line_flow_sending | 14 | 3 | 0.00627
Q_line_flow_sending | 14 | 4 | 0.0061281
Q_line_flow_sending | 14 | 5 | 0.0062111
Q_line_flow_sending | 14 | 6 | 0.0065873
Q_line_flow_sending | 14 | 7 | 0.0072882
Q_line_flow_sending | 14 | 8 | 0.0084619
Q_line_flow_sending | 14 | 9 | 0.01023
Q_line_flow_sending | 14 | 10 | 0.011797
Q_line_flow_sending | 14 | 11 | 0.012692
Q_line_flow_sending | 14 | 12 | 0.012937
Q_line_flow_sending | 14 | 13 | 0.012848
Q_line_flow_sending | 14 | 14 | 0.013101
Q_line_flow_sending | 14 | 15 | 0.013149
Q_line_flow_sending | 14 | 16 | 0.013034
Q_line_flow_sending | 14 | 17 | 0.012897
Q_line_flow_sending | 14 | 18 | 0.012465
Q_line_flow_sending | 14 | 19 | 0.011381
Q_line_flow_sending | 14 | 20 | 0.010824
Q_line_flow_sending | 14 | 21 | 0.010011
Q_line_flow_sending | 14 | 22 | 0.0090095
Q_line_flow_sending | 14 | 23 | 0.0079914
Q_line_flow_sending | 14 | 24 | 0.0074952
Q_line_flow_sending | 15 | 1 | 0.0063316
Q_line_flow_sending | 15 | 2 | 0.0059854
Q_line_flow_sending | 15 | 3 | 0.0057803
Q_line_flow_sending | 15 | 4 | 0.0056496
Q_line_flow_sending | 15 | 5 | 0.0057261
Q_line_flow_sending | 15 | 6 | 0.0060724
Q_line_flow_sending | 15 | 7 | 0.0067175
Q_line_flow_sending | 15 | 8 | 0.0077975
Q_line_flow_sending | 15 | 9 | 0.0094236
Q_line_flow_sending | 15 | 10 | 0.010863
Q_line_flow_sending | 15 | 11 | 0.011685
Q_line_flow_sending | 15 | 12 | 0.011911
Q_line_flow_sending | 15 | 13 | 0.011829
Q_line_flow_sending | 15 | 14 | 0.012061
Q_line_flow_sending | 15 | 15 | 0.012106
Q_line_flow_sending | 15 | 16 | 0.012
Q_line_flow_sending | 15 | 17 | 0.011874
Q_line_flow_sending | 15 | 18 | 0.011476
Q_line_flow_sending | 15 | 19 | 0.010481
Q_line_flow_sending | 15 | 20 | 0.0099686
Q_line_flow_sending | 15 | 21 | 0.0092212
Q_line_flow_sending | 15 | 22 | 0.0083009
Q_line_flow_sending | 15 | 23 | 0.0073644
Q_line_flow_sending | 15 | 24 | 0.006908
Q_line_flow_sending | 16 | 1 | 0.0052725
Q_line_flow_sending | 16 | 2 | 0.0049844
Q_line_flow_sending | 16 | 3 | 0.0048137
Q_line_flow_sending | 16 | 4 | 0.004705
Q_line_flow_sending | 16 | 5 | 0.0047686
Q_line_flow_sending | 16 | 6 | 0.0050568
Q_line_flow_sending | 16 | 7 | 0.0055936
Q_line_flow_sending | 16 | 8 | 0.0064921
Q_line_flow_sending | 16 | 9 | 0.0078446
Q_line_flow_sending | 16 | 10 | 0.0090415
Q_line_flow_sending | 16 | 11 | 0.0097248
Q_line_flow_sending | 16 | 12 | 0.0099123
Q_line_flow_sending | 16 | 13 | 0.0098439
Q_line_flow_sending | 16 | 14 | 0.010037
Q_line_flow_sending | 16 | 15 | 0.010074
Q_line_flow_sending | 16 | 16 | 0.0099861
Q_line_flow_sending | 16 | 17 | 0.0098814
Q_line_flow_sending | 16 | 18 | 0.0095509
Q_line_flow_sending | 16 | 19 | 0.0087233
Q_line_flow_sending | 16 | 20 | 0.0082974
Q_line_flow_sending | 16 | 21 | 0.007676
Q_line_flow_sending | 16 | 22 | 0.0069107
Q_line_flow_sending | 16 | 23 | 0.0061318
Q_line_flow_sending | 16 | 24 | 0.0057521
Q_line_flow_sending | 17 | 1 | 0.004205
Q_line_flow_sending | 17 | 2 | 0.0039759
Q_line_flow_sending | 17 | 3 | 0.0038402
Q_line_flow_sending | 17 | 4 | 0.0037537
Q_line_flow_sending | 17 | 5 | 0.0038043
Q_line_flow_sending | 17 | 6 | 0.0040335
Q_line_flow_sending | 17 | 7 | 0.0044603
Q_line_flow_sending | 17 | 8 | 0.0051741
Q_line_flow_sending | 17 | 9 | 0.0062471
Q_line_flow_sending | 17 | 10 | 0.0071953
Q_line_flow_sending | 17 | 11 | 0.0077358
Q_line_flow_sending | 17 | 12 | 0.0078842
Q_line_flow_sending | 17 | 13 | 0.0078304
Q_line_flow_sending | 17 | 14 | 0.0079826
Q_line_flow_sending | 17 | 15 | 0.0080127
Q_line_flow_sending | 17 | 16 | 0.0079426
Q_line_flow_sending | 17 | 17 | 0.0078594
Q_line_flow_sending | 17 | 18 | 0.0075976
Q_line_flow_sending | 17 | 19 | 0.0069423
Q_line_flow_sending | 17 | 20 | 0.006605
Q_line_flow_sending | 17 | 21 | 0.0061128
Q_line_flow_sending | 17 | 22 | 0.0055059
Q_line_flow_sending | 17 | 23 | 0.0048877
Q_line_flow_sending | 17 | 24 | 0.0045861
Q_line_flow_sending | 18 | 1 | 0.034797
Q_line_flow_sending | 18 | 2 | 0.032989
Q_line_flow_sending | 18 | 3 | 0.031909
Q_line_flow_sending | 18 | 4 | 0.031262
Q_line_flow_sending | 18 | 5 | 0.031567
Q_line_flow_sending | 18 | 6 | 0.03338
Q_line_flow_sending | 18 | 7 | 0.036186
Q_line_flow_sending | 18 | 8 | 0.0395
Q_line_flow_sending | 18 | 9 | 0.048012
Q_line_flow_sending | 18 | 10 | 0.054701
Q_line_flow_sending | 18 | 11 | 0.058543
Q_line_flow_sending | 18 | 12 | 0.05848
Q_line_flow_sending | 18 | 13 | 0.056475
Q_line_flow_sending | 18 | 14 | 0.058998
Q_line_flow_sending | 18 | 15 | 0.056849
Q_line_flow_sending | 18 | 16 | 0.056383
Q_line_flow_sending | 18 | 17 | 0.055639
Q_line_flow_sending | 18 | 18 | 0.054685
Q_line_flow_sending | 18 | 19 | 0.053142
Q_line_flow_sending | 18 | 20 | 0.052026
Q_line_flow_sending | 18 | 21 | 0.048517
Q_line_flow_sending | 18 | 22 | 0.044373
Q_line_flow_sending | 18 | 23 | 0.039693
Q_line_flow_sending | 18 | 24 | 0.037685
Q_line_flow_sending | 19 | 1 | 0.032633
Q_line_flow_sending | 19 | 2 | 0.030945
Q_line_flow_sending | 19 | 3 | 0.029937
Q_line_flow_sending | 19 | 4 | 0.029335
Q_line_flow_sending | 19 | 5 | 0.029614
Q_line_flow_sending | 19 | 6 | 0.031306
Q_line_flow_sending | 19 | 7 | 0.033899
Q_line_flow_sending | 19 | 8 | 0.036876
Q_line_flow_sending | 19 | 9 | 0.044857
Q_line_flow_sending | 19 | 10 | 0.051073
Q_line_flow_sending | 19 | 11 | 0.054641
Q_line_flow_sending | 19 | 12 | 0.054507
Q_line_flow_sending | 19 | 13 | 0.052534
Q_line_flow_sending | 19 | 14 | 0.054976
Q_line_flow_sending | 19 | 15 | 0.052818
Q_line_flow_sending | 19 | 16 | 0.052384
Q_line_flow_sending | 19 | 17 | 0.051675
Q_line_flow_sending | 19 | 18 | 0.050831
Q_line_flow_sending | 19 | 19 | 0.04958
Q_line_flow_sending | 19 | 20 | 0.048617
Q_line_flow_sending | 19 | 21 | 0.045362
Q_line_flow_sending | 19 | 22 | 0.04153
Q_line_flow_sending | 19 | 23 | 0.037173
Q_line_flow_sending | 19 | 24 | 0.03532
Q_line_flow_sending | 20 | 1 | 0.030054
Q_line_flow_sending | 20 | 2 | 0.028528
Q_line_flow_sending | 20 | 3 | 0.027615
Q_line_flow_sending | 20 | 4 | 0.027072
Q_line_flow_sending | 20 | 5 | 0.027319
Q_line_flow_sending | 20 | 6 | 0.028851
Q_line_flow_sending | 20 | 7 | 0.031652
Q_line_flow_sending | 20 | 8 | 0.036072
Q_line_flow_sending | 20 | 9 | 0.045499
Q_line_flow_sending | 20 | 10 | 0.052961
Q_line_flow_sending | 20 | 11 | 0.056567
Q_line_flow_sending | 20 | 12 | 0.056826
Q_line_flow_sending | 20 | 13 | 0.055405
Q_line_flow_sending | 20 | 14 | 0.057404
Q_line_flow_sending | 20 | 15 | 0.056005
Q_line_flow_sending | 20 | 16 | 0.05472
Q_line_flow_sending | 20 | 17 | 0.052767
Q_line_flow_sending | 20 | 18 | 0.050203
Q_line_flow_sending | 20 | 19 | 0.047129
Q_line_flow_sending | 20 | 20 | 0.04544
Q_line_flow_sending | 20 | 21 | 0.042253
Q_line_flow_sending | 20 | 22 | 0.038417
Q_line_flow_sending | 20 | 23 | 0.034296
Q_line_flow_sending | 20 | 24 | 0.03247
Q_line_flow_sending | 21 | 1 | 0.019903
Q_line_flow_sending | 21 | 2 | 0.018794
Q_line_flow_sending | 21 | 3 | 0.018138
Q_line_flow_sending | 21 | 4 | 0.017721
Q_line_flow_sending | 21 | 5 | 0.017965
Q_line_flow_sending | 21 | 6 | 0.019072
Q_line_flow_sending | 21 | 7 | 0.020655
Q_line_flow_sending | 21 | 8 | 0.022259
Q_line_flow_sending | 21 | 9 | 0.025308
Q_line_flow_sending | 21 | 10 | 0.028057
Q_line_flow_sending | 21 | 11 | 0.030295
Q_line_flow_sending | 21 | 12 | 0.030542
Q_line_flow_sending | 21 | 13 | 0.029772
Q_line_flow_sending | 21 | 14 | 0.03085
Q_line_flow_sending | 21 | 15 | 0.030226
Q_line_flow_sending | 21 | 16 | 0.0308
Q_line_flow_sending | 21 | 17 | 0.031715
Q_line_flow_sending | 21 | 18 | 0.032327
Q_line_flow_sending | 21 | 19 | 0.031293
Q_line_flow_sending | 21 | 20 | 0.030546
Q_line_flow_sending | 21 | 21 | 0.028408
Q_line_flow_sending | 21 | 22 | 0.025858
Q_line_flow_sending | 21 | 23 | 0.023046
Q_line_flow_sending | 21 | 24 | 0.021754
Q_line_flow_sending | 22 | 1 | 0.026992
Q_line_flow_sending | 22 | 2 | 0.026939
Q_line_flow_sending | 22 | 3 | 0.026806
Q_line_flow_sending | 22 | 4 | 0.026671
Q_line_flow_sending | 22 | 5 | 0.026592
Q_line_flow_sending | 22 | 6 | 0.026866
Q_line_flow_sending | 22 | 7 | 0.028156
Q_line_flow_sending | 22 | 8 | 0.030864
Q_line_flow_sending | 22 | 9 | 0.037086
Q_line_flow_sending | 22 | 10 | 0.038987
Q_line_flow_sending | 22 | 11 | 0.039056
Q_line_flow_sending | 22 | 12 | 0.038264
Q_line_flow_sending | 22 | 13 | 0.033854
Q_line_flow_sending | 22 | 14 | 0.037391
Q_line_flow_sending | 22 | 15 | 0.038098
Q_line_flow_sending | 22 | 16 | 0.038278
Q_line_flow_sending | 22 | 17 | 0.038707
Q_line_flow_sending | 22 | 18 | 0.036515
Q_line_flow_sending | 22 | 19 | 0.034783
Q_line_flow_sending | 22 | 20 | 0.033371
Q_line_flow_sending | 22 | 21 | 0.031535
Q_line_flow_sending | 22 | 22 | 0.03016
Q_line_flow_sending | 22 | 23 | 0.029091
Q_line_flow_sending | 22 | 24 | 0.028898
Q_line_flow_sending | 23 | 1 | 0.024291
Q_line_flow_sending | 23 | 2 | 0.024382
Q_line_flow_sending | 23 | 3 | 0.024334
Q_line_flow_sending | 23 | 4 | 0.024254
Q_line_flow_sending | 23 | 5 | 0.024144
Q_line_flow_sending | 23 | 6 | 0.024273
Q_line_flow_sending | 23 | 7 | 0.025718
Q_line_flow_sending | 23 | 8 | 0.029632
Q_line_flow_sending | 23 | 9 | 0.037128
Q_line_flow_sending | 23 | 10 | 0.040164
Q_line_flow_sending | 23 | 11 | 0.040245
Q_line_flow_sending | 23 | 12 | 0.039816
Q_line_flow_sending | 23 | 13 | 0.035957
Q_line_flow_sending | 23 | 14 | 0.039047
Q_line_flow_sending | 23 | 15 | 0.040492
Q_line_flow_sending | 23 | 16 | 0.039815
Q_line_flow_sending | 23 | 17 | 0.039036
Q_line_flow_sending | 23 | 18 | 0.035292
Q_line_flow_sending | 23 | 19 | 0.032069
Q_line_flow_sending | 23 | 20 | 0.030096
Q_line_flow_sending | 23 | 21 | 0.028329
Q_line_flow_sending | 23 | 22 | 0.026969
Q_line_flow_sending | 23 | 23 | 0.026108
Q_line_flow_sending | 23 | 24 | 0.025949
Q_line_flow_sending | 24 | 1 | 0.012092
Q_line_flow_sending | 24 | 2 | 0.012137
Q_line_flow_sending | 24 | 3 | 0.012113
Q_line_flow_sending | 24 | 4 | 0.012073
Q_line_flow_sending | 24 | 5 | 0.012019
Q_line_flow_sending | 24 | 6 | 0.012083
Q_line_flow_sending | 24 | 7 | 0.012799
Q_line_flow_sending | 24 | 8 | 0.014736
Q_line_flow_sending | 24 | 9 | 0.018439
Q_line_flow_sending | 24 | 10 | 0.019935
Q_line_flow_sending | 24 | 11 | 0.019976
Q_line_flow_sending | 24 | 12 | 0.019764
Q_line_flow_sending | 24 | 13 | 0.017861
Q_line_flow_sending | 24 | 14 | 0.019386
Q_line_flow_sending | 24 | 15 | 0.020098
Q_line_flow_sending | 24 | 16 | 0.019764
Q_line_flow_sending | 24 | 17 | 0.01938
Q_line_flow_sending | 24 | 18 | 0.017533
Q_line_flow_sending | 24 | 19 | 0.015941
Q_line_flow_sending | 24 | 20 | 0.014965
Q_line_flow_sending | 24 | 21 | 0.014091
Q_line_flow_sending | 24 | 22 | 0.013418
Q_line_flow_sending | 24 | 23 | 0.012992
Q_line_flow_sending | 24 | 24 | 0.012913
Q_line_flow_sending | 25 | 1 | 0.033809
Q_line_flow_sending | 25 | 2 | 0.032515
Q_line_flow_sending | 25 | 3 | 0.031705
Q_line_flow_sending | 25 | 4 | 0.031338
Q_line_flow_sending | 25 | 5 | 0.03128
Q_line_flow_sending | 25 | 6 | 0.032607
Q_line_flow_sending | 25 | 7 | 0.036319
Q_line_flow_sending | 25 | 8 | 0.044652
Q_line_flow_sending | 25 | 9 | 0.065811
Q_line_flow_sending | 25 | 10 | 0.080959
Q_line_flow_sending | 25 | 11 | 0.085121
Q_line_flow_sending | 25 | 12 | 0.084572
Q_line_flow_sending | 25 | 13 | 0.081739
Q_line_flow_sending | 25 | 14 | 0.085329
Q_line_flow_sending | 25 | 15 | 0.081692
Q_line_flow_sending | 25 | 16 | 0.075496
Q_line_flow_sending | 25 | 17 | 0.065783
Q_line_flow_sending | 25 | 18 | 0.055523
Q_line_flow_sending | 25 | 19 | 0.05027
Q_line_flow_sending | 25 | 20 | 0.047815
Q_line_flow_sending | 25 | 21 | 0.044711
Q_line_flow_sending | 25 | 22 | 0.04096
Q_line_flow_sending | 25 | 23 | 0.036961
Q_line_flow_sending | 25 | 24 | 0.035461
Q_line_flow_sending | 26 | 1 | 0.03248
Q_line_flow_sending | 26 | 2 | 0.031259
Q_line_flow_sending | 26 | 3 | 0.030492
Q_line_flow_sending | 26 | 4 | 0.030152
Q_line_flow_sending | 26 | 5 | 0.030078
Q_line_flow_sending | 26 | 6 | 0.031333
Q_line_flow_sending | 26 | 7 | 0.03491
Q_line_flow_sending | 26 | 8 | 0.043019
Q_line_flow_sending | 26 | 9 | 0.063828
Q_line_flow_sending | 26 | 10 | 0.078666
Q_line_flow_sending | 26 | 11 | 0.082654
Q_line_flow_sending | 26 | 12 | 0.082062
Q_line_flow_sending | 26 | 13 | 0.07925
Q_line_flow_sending | 26 | 14 | 0.082787
Q_line_flow_sending | 26 | 15 | 0.079147
Q_line_flow_sending | 26 | 16 | 0.072979
Q_line_flow_sending | 26 | 17 | 0.063299
Q_line_flow_sending | 26 | 18 | 0.053127
Q_line_flow_sending | 26 | 19 | 0.048077
Q_line_flow_sending | 26 | 20 | 0.045726
Q_line_flow_sending | 26 | 21 | 0.042778
Q_line_flow_sending | 26 | 22 | 0.039219
Q_line_flow_sending | 26 | 23 | 0.035417
Q_line_flow_sending | 26 | 24 | 0.034011
Q_line_flow_sending | 27 | 1 | 0.031148
Q_line_flow_sending | 27 | 2 | 0.03
Q_line_flow_sending | 27 | 3 | 0.029277
Q_line_flow_sending | 27 | 4 | 0.028964
Q_line_flow_sending | 27 | 5 | 0.028874
Q_line_flow_sending | 27 | 6 | 0.030055
Q_line_flow_sending | 27 | 7 | 0.033498
Q_line_flow_sending | 27 | 8 | 0.041382
Q_line_flow_sending | 27 | 9 | 0.061836
Q_line_flow_sending | 27 | 10 | 0.076359
Q_line_flow_sending | 27 | 11 | 0.080173
Q_line_flow_sending | 27 | 12 | 0.079537
Q_line_flow_sending | 27 | 13 | 0.076748
Q_line_flow_sending | 27 | 14 | 0.080231
Q_line_flow_sending | 27 | 15 | 0.076588
Q_line_flow_sending | 27 | 16 | 0.07045
Q_line_flow_sending | 27 | 17 | 0.060809
Q_line_flow_sending | 27 | 18 | 0.050726
Q_line_flow_sending | 27 | 19 | 0.045879
Q_line_flow_sending | 27 | 20 | 0.043632
Q_line_flow_sending | 27 | 21 | 0.040841
Q_line_flow_sending | 27 | 22 | 0.037474
Q_line_flow_sending | 27 | 23 | 0.033869
Q_line_flow_sending | 27 | 24 | 0.032558
Q_line_flow_sending | 28 | 1 | 0.02999
Q_line_flow_sending | 28 | 2 | 0.028907
Q_line_flow_sending | 28 | 3 | 0.028223
Q_line_flow_sending | 28 | 4 | 0.027934
Q_line_flow_sending | 28 | 5 | 0.027832
Q_line_flow_sending | 28 | 6 | 0.028948
Q_line_flow_sending | 28 | 7 | 0.032273
Q_line_flow_sending | 28 | 8 | 0.039967
Q_line_flow_sending | 28 | 9 | 0.060028
Q_line_flow_sending | 28 | 10 | 0.074201
Q_line_flow_sending | 28 | 11 | 0.077843
Q_line_flow_sending | 28 | 12 | 0.077182
Q_line_flow_sending | 28 | 13 | 0.074439
Q_line_flow_sending | 28 | 14 | 0.077846
Q_line_flow_sending | 28 | 15 | 0.074236
Q_line_flow_sending | 28 | 16 | 0.06817
Q_line_flow_sending | 28 | 17 | 0.058622
Q_line_flow_sending | 28 | 18 | 0.048662
Q_line_flow_sending | 28 | 19 | 0.043973
Q_line_flow_sending | 28 | 20 | 0.041804
Q_line_flow_sending | 28 | 21 | 0.039152
Q_line_flow_sending | 28 | 22 | 0.035952
Q_line_flow_sending | 28 | 23 | 0.032524
Q_line_flow_sending | 28 | 24 | 0.031294
Q_line_flow_sending | 29 | 1 | 0.026243
Q_line_flow_sending | 29 | 2 | 0.025366
Q_line_flow_sending | 29 | 3 | 0.024803
Q_line_flow_sending | 29 | 4 | 0.024592
Q_line_flow_sending | 29 | 5 | 0.024445
Q_line_flow_sending | 29 | 6 | 0.025356
Q_line_flow_sending | 29 | 7 | 0.028723
Q_line_flow_sending | 29 | 8 | 0.037423
Q_line_flow_sending | 29 | 9 | 0.058405
Q_line_flow_sending | 29 | 10 | 0.07338
Q_line_flow_sending | 29 | 11 | 0.07687
Q_line_flow_sending | 29 | 12 | 0.076536
Q_line_flow_sending | 29 | 13 | 0.07436
Q_line_flow_sending | 29 | 14 | 0.07727
Q_line_flow_sending | 29 | 15 | 0.074413
Q_line_flow_sending | 29 | 16 | 0.067555
Q_line_flow_sending | 29 | 17 | 0.056889
Q_line_flow_sending | 29 | 18 | 0.045501
Q_line_flow_sending | 29 | 19 | 0.039504
Q_line_flow_sending | 29 | 20 | 0.03686
Q_line_flow_sending | 29 | 21 | 0.034403
Q_line_flow_sending | 29 | 22 | 0.031379
Q_line_flow_sending | 29 | 23 | 0.028324
Q_line_flow_sending | 29 | 24 | 0.027207
Q_line_flow_sending | 30 | 1 | 0.0058002
Q_line_flow_sending | 30 | 2 | 0.0056061
Q_line_flow_sending | 30 | 3 | 0.0054816
Q_line_flow_sending | 30 | 4 | 0.0054348
Q_line_flow_sending | 30 | 5 | 0.0054024
Q_line_flow_sending | 30 | 6 | 0.0056039
Q_line_flow_sending | 30 | 7 | 0.006349
Q_line_flow_sending | 30 | 8 | 0.0082749
Q_line_flow_sending | 30 | 9 | 0.012926
Q_line_flow_sending | 30 | 10 | 0.016251
Q_line_flow_sending | 30 | 11 | 0.017026
Q_line_flow_sending | 30 | 12 | 0.016952
Q_line_flow_sending | 30 | 13 | 0.016468
Q_line_flow_sending | 30 | 14 | 0.017115
Q_line_flow_sending | 30 | 15 | 0.01648
Q_line_flow_sending | 30 | 16 | 0.014956
Q_line_flow_sending | 30 | 17 | 0.01259
Q_line_flow_sending | 30 | 18 | 0.010064
Q_line_flow_sending | 30 | 19 | 0.008736
Q_line_flow_sending | 30 | 20 | 0.0081505
Q_line_flow_sending | 30 | 21 | 0.0076064
Q_line_flow_sending | 30 | 22 | 0.0069369
Q_line_flow_sending | 30 | 23 | 0.0062606
Q_line_flow_sending | 30 | 24 | 0.0060136
Q_line_flow_sending | 31 | 1 | 0.0034057
Q_line_flow_sending | 31 | 2 | 0.0032919
Q_line_flow_sending | 31 | 3 | 0.003219
Q_line_flow_sending | 31 | 4 | 0.0031915
Q_line_flow_sending | 31 | 5 | 0.0031726
Q_line_flow_sending | 31 | 6 | 0.0032906
Q_line_flow_sending | 31 | 7 | 0.0037273
Q_line_flow_sending | 31 | 8 | 0.004855
Q_line_flow_sending | 31 | 9 | 0.0075725
Q_line_flow_sending | 31 | 10 | 0.0095099
Q_line_flow_sending | 31 | 11 | 0.0099612
Q_line_flow_sending | 31 | 12 | 0.0099181
Q_line_flow_sending | 31 | 13 | 0.0096369
Q_line_flow_sending | 31 | 14 | 0.010013
Q_line_flow_sending | 31 | 15 | 0.0096437
Q_line_flow_sending | 31 | 16 | 0.0087566
Q_line_flow_sending | 31 | 17 | 0.0073764
Q_line_flow_sending | 31 | 18 | 0.0059016
Q_line_flow_sending | 31 | 19 | 0.0051247
Q_line_flow_sending | 31 | 20 | 0.004782
Q_line_flow_sending | 31 | 21 | 0.0044636
Q_line_flow_sending | 31 | 22 | 0.0040716
Q_line_flow_sending | 31 | 23 | 0.0036755
Q_line_flow_sending | 31 | 24 | 0.0035307
Q_line_flow_sending | 32 | 1 | 0.032006
Q_line_flow_sending | 32 | 2 | 0.021396
Q_line_flow_sending | 32 | 3 | 0.015771
Q_line_flow_sending | 32 | 4 | 0.010736
Q_line_flow_sending | 32 | 5 | 0.016803
Q_line_flow_sending | 32 | 6 | 0.026638
Q_line_flow_sending | 32 | 7 | 0.023828
Q_line_flow_sending | 32 | 8 | -0.019176
Q_line_flow_sending | 32 | 9 | -0.16828
Q_line_flow_sending | 32 | 10 | -0.25609
Q_line_flow_sending | 32 | 11 | -0.24773
Q_line_flow_sending | 32 | 12 | -0.23222
Q_line_flow_sending | 32 | 13 | -0.20886
Q_line_flow_sending | 32 | 14 | -0.23072
Q_line_flow_sending | 32 | 15 | -0.20284
Q_line_flow_sending | 32 | 16 | -0.13209
Q_line_flow_sending | 32 | 17 | -0.02028
Q_line_flow_sending | 32 | 18 | 0.091176
Q_line_flow_sending | 32 | 19 | 0.11105
Q_line_flow_sending | 32 | 20 | 0.11624
Q_line_flow_sending | 32 | 21 | 0.10271
Q_line_flow_sending | 32 | 22 | 0.085134
Q_line_flow_sending | 32 | 23 | 0.065539
Q_line_flow_sending | 32 | 24 | 0.05198
Q_line_flow_sending | 33 | 1 | 0.0079045
Q_line_flow_sending | 33 | 2 | 0.0076166
Q_line_flow_sending | 33 | 3 | 0.0074349
Q_line_flow_sending | 33 | 4 | 0.0073575
Q_line_flow_sending | 33 | 5 | 0.007332
Q_line_flow_sending | 33 | 6 | 0.0076286
Q_line_flow_sending | 33 | 7 | 0.0086193
Q_line_flow_sending | 33 | 8 | 0.011084
Q_line_flow_sending | 33 | 9 | 0.01689
Q_line_flow_sending | 33 | 10 | 0.021102
Q_line_flow_sending | 33 | 11 | 0.022169
Q_line_flow_sending | 33 | 12 | 0.022119
Q_line_flow_sending | 33 | 13 | 0.021526
Q_line_flow_sending | 33 | 14 | 0.02234
Q_line_flow_sending | 33 | 15 | 0.021587
Q_line_flow_sending | 33 | 16 | 0.01975
Q_line_flow_sending | 33 | 17 | 0.016905
Q_line_flow_sending | 33 | 18 | 0.013831
Q_line_flow_sending | 33 | 19 | 0.012084
Q_line_flow_sending | 33 | 20 | 0.011303
Q_line_flow_sending | 33 | 21 | 0.010531
Q_line_flow_sending | 33 | 22 | 0.0095821
Q_line_flow_sending | 33 | 23 | 0.0086232
Q_line_flow_sending | 33 | 24 | 0.008254
Q_line_flow_sending | 34 | 1 | 0.030481
Q_line_flow_sending | 34 | 2 | 0.02863
Q_line_flow_sending | 34 | 3 | 0.027547
Q_line_flow_sending | 34 | 4 | 0.026819
Q_line_flow_sending | 34 | 5 | 0.027316
Q_line_flow_sending | 34 | 6 | 0.029156
Q_line_flow_sending | 34 | 7 | 0.031681
Q_line_flow_sending | 34 | 8 | 0.034087
Q_line_flow_sending | 34 | 9 | 0.0362
Q_line_flow_sending | 34 | 10 | 0.039055
Q_line_flow_sending | 34 | 11 | 0.042654
Q_line_flow_sending | 34 | 12 | 0.043639
Q_line_flow_sending | 34 | 13 | 0.043254
Q_line_flow_sending | 34 | 14 | 0.044173
Q_line_flow_sending | 34 | 15 | 0.044484
Q_line_flow_sending | 34 | 16 | 0.046542
Q_line_flow_sending | 34 | 17 | 0.049908
Q_line_flow_sending | 34 | 18 | 0.052425
Q_line_flow_sending | 34 | 19 | 0.050165
Q_line_flow_sending | 34 | 20 | 0.048665
Q_line_flow_sending | 34 | 21 | 0.045041
Q_line_flow_sending | 34 | 22 | 0.040665
Q_line_flow_sending | 34 | 23 | 0.035998
Q_line_flow_sending | 34 | 24 | 0.033705
Q_line_flow_sending | 35 | 1 | -0.017473
Q_line_flow_sending | 35 | 2 | -0.016514
Q_line_flow_sending | 35 | 3 | -0.015946
Q_line_flow_sending | 35 | 4 | -0.015585
Q_line_flow_sending | 35 | 5 | -0.015796
Q_line_flow_sending | 35 | 6 | -0.016755
Q_line_flow_sending | 35 | 7 | -0.01812
Q_line_flow_sending | 35 | 8 | -0.019475
Q_line_flow_sending | 35 | 9 | -0.022042
Q_line_flow_sending | 35 | 10 | -0.02433
Q_line_flow_sending | 35 | 11 | -0.026274
Q_line_flow_sending | 35 | 12 | -0.026453
Q_line_flow_sending | 35 | 13 | -0.025722
Q_line_flow_sending | 35 | 14 | -0.026709
Q_line_flow_sending | 35 | 15 | -0.026079
Q_line_flow_sending | 35 | 16 | -0.026679
Q_line_flow_sending | 35 | 17 | -0.027576
Q_line_flow_sending | 35 | 18 | -0.028174
Q_line_flow_sending | 35 | 19 | -0.027284
Q_line_flow_sending | 35 | 20 | -0.026625
Q_line_flow_sending | 35 | 21 | -0.024792
Q_line_flow_sending | 35 | 22 | -0.0226
Q_line_flow_sending | 35 | 23 | -0.020183
Q_line_flow_sending | 35 | 24 | -0.01907
Q_line_flow_sending | 36 | 1 | 0.0021012
Q_line_flow_sending | 36 | 2 | 0.0019868
Q_line_flow_sending | 36 | 3 | 0.001919
Q_line_flow_sending | 36 | 4 | 0.0018758
Q_line_flow_sending | 36 | 5 | 0.0019011
Q_line_flow_sending | 36 | 6 | 0.0020156
Q_line_flow_sending | 36 | 7 | 0.0022287
Q_line_flow_sending | 36 | 8 | 0.0025851
Q_line_flow_sending | 36 | 9 | 0.0031207
Q_line_flow_sending | 36 | 10 | 0.0035939
Q_line_flow_sending | 36 | 11 | 0.0038635
Q_line_flow_sending | 36 | 12 | 0.0039376
Q_line_flow_sending | 36 | 13 | 0.0039108
Q_line_flow_sending | 36 | 14 | 0.0039867
Q_line_flow_sending | 36 | 15 | 0.0040017
Q_line_flow_sending | 36 | 16 | 0.0039667
Q_line_flow_sending | 36 | 17 | 0.0039252
Q_line_flow_sending | 36 | 18 | 0.0037945
Q_line_flow_sending | 36 | 19 | 0.0034676
Q_line_flow_sending | 36 | 20 | 0.0032992
Q_line_flow_sending | 36 | 21 | 0.0030536
Q_line_flow_sending | 36 | 22 | 0.0027507
Q_line_flow_sending | 36 | 23 | 0.0024421
Q_line_flow_sending | 36 | 24 | 0.0022915
Q_line_flow_sending | 37 | 1 | 0.1617
Q_line_flow_sending | 37 | 2 | 0.15125
Q_line_flow_sending | 37 | 3 | 0.14516
Q_line_flow_sending | 37 | 4 | 0.1426
Q_line_flow_sending | 37 | 5 | 0.14267
Q_line_flow_sending | 37 | 6 | 0.15246
Q_line_flow_sending | 37 | 7 | 0.17236
Q_line_flow_sending | 37 | 8 | 0.20947
Q_line_flow_sending | 37 | 9 | 0.32778
Q_line_flow_sending | 37 | 10 | 0.42044
Q_line_flow_sending | 37 | 11 | 0.45022
Q_line_flow_sending | 37 | 12 | 0.44509
Q_line_flow_sending | 37 | 13 | 0.43625
Q_line_flow_sending | 37 | 14 | 0.45313
Q_line_flow_sending | 37 | 15 | 0.41462
Q_line_flow_sending | 37 | 16 | 0.3759
Q_line_flow_sending | 37 | 17 | 0.31319
Q_line_flow_sending | 37 | 18 | 0.26142
Q_line_flow_sending | 37 | 19 | 0.24644
Q_line_flow_sending | 37 | 20 | 0.24065
Q_line_flow_sending | 37 | 21 | 0.2254
Q_line_flow_sending | 37 | 22 | 0.20424
Q_line_flow_sending | 37 | 23 | 0.17792
Q_line_flow_sending | 37 | 24 | 0.16787

## P_line_flow_receiving
Variable_name | Index: Lines | Index: Times | Value
P_line_flow_receiving | 1 | 1 | -0.18659
P_line_flow_receiving | 1 | 2 | -0.18002
P_line_flow_receiving | 1 | 3 | -0.17585
P_line_flow_receiving | 1 | 4 | -0.17329
P_line_flow_receiving | 1 | 5 | -0.17411
P_line_flow_receiving | 1 | 6 | -0.18119
P_line_flow_receiving | 1 | 7 | -0.1819
P_line_flow_receiving | 1 | 8 | -0.15224
P_line_flow_receiving | 1 | 9 | -0.14277
P_line_flow_receiving | 1 | 10 | -0.12273
P_line_flow_receiving | 1 | 11 | -0.12678
P_line_flow_receiving | 1 | 12 | -0.1109
P_line_flow_receiving | 1 | 13 | -0.078417
P_line_flow_receiving | 1 | 14 | -0.10616
P_line_flow_receiving | 1 | 15 | -0.075745
P_line_flow_receiving | 1 | 16 | -0.099597
P_line_flow_receiving | 1 | 17 | -0.13226
P_line_flow_receiving | 1 | 18 | -0.17213
P_line_flow_receiving | 1 | 19 | -0.21804
P_line_flow_receiving | 1 | 20 | -0.23345
P_line_flow_receiving | 1 | 21 | -0.22431
P_line_flow_receiving | 1 | 22 | -0.21738
P_line_flow_receiving | 1 | 23 | -0.20371
P_line_flow_receiving | 1 | 24 | -0.20074
P_line_flow_receiving | 2 | 1 | -0.10848
P_line_flow_receiving | 2 | 2 | -0.10592
P_line_flow_receiving | 2 | 3 | -0.10416
P_line_flow_receiving | 2 | 4 | -0.10305
P_line_flow_receiving | 2 | 5 | -0.10317
P_line_flow_receiving | 2 | 6 | -0.10621
P_line_flow_receiving | 2 | 7 | -0.10714
P_line_flow_receiving | 2 | 8 | -0.095338
P_line_flow_receiving | 2 | 9 | -0.097584
P_line_flow_receiving | 2 | 10 | -0.089622
P_line_flow_receiving | 2 | 11 | -0.090477
P_line_flow_receiving | 2 | 12 | -0.081615
P_line_flow_receiving | 2 | 13 | -0.061307
P_line_flow_receiving | 2 | 14 | -0.07824
P_line_flow_receiving | 2 | 15 | -0.064111
P_line_flow_receiving | 2 | 16 | -0.074718
P_line_flow_receiving | 2 | 17 | -0.089171
P_line_flow_receiving | 2 | 18 | -0.10454
P_line_flow_receiving | 2 | 19 | -0.12521
P_line_flow_receiving | 2 | 20 | -0.1315
P_line_flow_receiving | 2 | 21 | -0.12638
P_line_flow_receiving | 2 | 22 | -0.12307
P_line_flow_receiving | 2 | 23 | -0.11698
P_line_flow_receiving | 2 | 24 | -0.11615
P_line_flow_receiving | 3 | 1 | -0.047957
P_line_flow_receiving | 3 | 2 | -0.045735
P_line_flow_receiving | 3 | 3 | -0.044387
P_line_flow_receiving | 3 | 4 | -0.043639
P_line_flow_receiving | 3 | 5 | -0.043873
P_line_flow_receiving | 3 | 6 | -0.04612
P_line_flow_receiving | 3 | 7 | -0.047286
P_line_flow_receiving | 3 | 8 | -0.042108
P_line_flow_receiving | 3 | 9 | -0.045714
P_line_flow_receiving | 3 | 10 | -0.046394
P_line_flow_receiving | 3 | 11 | -0.049297
P_line_flow_receiving | 3 | 12 | -0.045502
P_line_flow_receiving | 3 | 13 | -0.038397
P_line_flow_receiving | 3 | 14 | -0.045117
P_line_flow_receiving | 3 | 15 | -0.035496
P_line_flow_receiving | 3 | 16 | -0.038739
P_line_flow_receiving | 3 | 17 | -0.042551
P_line_flow_receiving | 3 | 18 | -0.049276
P_line_flow_receiving | 3 | 19 | -0.059311
P_line_flow_receiving | 3 | 20 | -0.062793
P_line_flow_receiving | 3 | 21 | -0.060051
P_line_flow_receiving | 3 | 22 | -0.05732
P_line_flow_receiving | 3 | 23 | -0.05263
P_line_flow_receiving | 3 | 24 | -0.051283
P_line_flow_receiving | 4 | 1 | -0.041581
P_line_flow_receiving | 4 | 2 | -0.039708
P_line_flow_receiving | 4 | 3 | -0.038567
P_line_flow_receiving | 4 | 4 | -0.03795
P_line_flow_receiving | 4 | 5 | -0.038109
P_line_flow_receiving | 4 | 6 | -0.040006
P_line_flow_receiving | 4 | 7 | -0.040525
P_line_flow_receiving | 4 | 8 | -0.03427
P_line_flow_receiving | 4 | 9 | -0.036205
P_line_flow_receiving | 4 | 10 | -0.035407
P_line_flow_receiving | 4 | 11 | -0.037479
P_line_flow_receiving | 4 | 12 | -0.033471
P_line_flow_receiving | 4 | 13 | -0.02647
P_line_flow_receiving | 4 | 14 | -0.032936
P_line_flow_receiving | 4 | 15 | -0.0233
P_line_flow_receiving | 4 | 16 | -0.026668
P_line_flow_receiving | 4 | 17 | -0.030636
P_line_flow_receiving | 4 | 18 | -0.037774
P_line_flow_receiving | 4 | 19 | -0.048781
P_line_flow_receiving | 4 | 20 | -0.052765
P_line_flow_receiving | 4 | 21 | -0.050773
P_line_flow_receiving | 4 | 22 | -0.048964
P_line_flow_receiving | 4 | 23 | -0.045217
P_line_flow_receiving | 4 | 24 | -0.044327
P_line_flow_receiving | 5 | 1 | -0.038289
P_line_flow_receiving | 5 | 2 | -0.0366
P_line_flow_receiving | 5 | 3 | -0.035567
P_line_flow_receiving | 5 | 4 | -0.035018
P_line_flow_receiving | 5 | 5 | -0.035139
P_line_flow_receiving | 5 | 6 | -0.036853
P_line_flow_receiving | 5 | 7 | -0.037037
P_line_flow_receiving | 5 | 8 | -0.030235
P_line_flow_receiving | 5 | 9 | -0.031235
P_line_flow_receiving | 5 | 10 | -0.029611
P_line_flow_receiving | 5 | 11 | -0.031234
P_line_flow_receiving | 5 | 12 | -0.027134
P_line_flow_receiving | 5 | 13 | -0.020217
P_line_flow_receiving | 5 | 14 | -0.02652
P_line_flow_receiving | 5 | 15 | -0.016917
P_line_flow_receiving | 5 | 16 | -0.020384
P_line_flow_receiving | 5 | 17 | -0.024478
P_line_flow_receiving | 5 | 18 | -0.031858
P_line_flow_receiving | 5 | 19 | -0.04334
P_line_flow_receiving | 5 | 20 | -0.04757
P_line_flow_receiving | 5 | 21 | -0.04597
P_line_flow_receiving | 5 | 22 | -0.04464
P_line_flow_receiving | 5 | 23 | -0.041388
P_line_flow_receiving | 5 | 24 | -0.040733
P_line_flow_receiving | 6 | 1 | -0.18729
P_line_flow_receiving | 6 | 2 | -0.17804
P_line_flow_receiving | 6 | 3 | -0.17249
P_line_flow_receiving | 6 | 4 | -0.16945
P_line_flow_receiving | 6 | 5 | -0.17046
P_line_flow_receiving | 6 | 6 | -0.17968
P_line_flow_receiving | 6 | 7 | -0.18782
P_line_flow_receiving | 6 | 8 | -0.18026
P_line_flow_receiving | 6 | 9 | -0.20996
P_line_flow_receiving | 6 | 10 | -0.22732
P_line_flow_receiving | 6 | 11 | -0.24219
P_line_flow_receiving | 6 | 12 | -0.23131
P_line_flow_receiving | 6 | 13 | -0.20949
P_line_flow_receiving | 6 | 14 | -0.23172
P_line_flow_receiving | 6 | 15 | -0.19883
P_line_flow_receiving | 6 | 16 | -0.20378
P_line_flow_receiving | 6 | 17 | -0.20761
P_line_flow_receiving | 6 | 18 | -0.2208
P_line_flow_receiving | 6 | 19 | -0.24586
P_line_flow_receiving | 6 | 20 | -0.25397
P_line_flow_receiving | 6 | 21 | -0.24143
P_line_flow_receiving | 6 | 22 | -0.22749
P_line_flow_receiving | 6 | 23 | -0.2069
P_line_flow_receiving | 6 | 24 | -0.19996
P_line_flow_receiving | 7 | 1 | 0.0068111
P_line_flow_receiving | 7 | 2 | 0.0065836
P_line_flow_receiving | 7 | 3 | 0.0064377
P_line_flow_receiving | 7 | 4 | 0.0063827
P_line_flow_receiving | 7 | 5 | 0.0063448
P_line_flow_receiving | 7 | 6 | 0.006581
P_line_flow_receiving | 7 | 7 | 0.0074542
P_line_flow_receiving | 7 | 8 | 0.0097094
P_line_flow_receiving | 7 | 9 | 0.015143
P_line_flow_receiving | 7 | 10 | 0.019017
P_line_flow_receiving | 7 | 11 | 0.019919
P_line_flow_receiving | 7 | 12 | 0.019833
P_line_flow_receiving | 7 | 13 | 0.019271
P_line_flow_receiving | 7 | 14 | 0.020023
P_line_flow_receiving | 7 | 15 | 0.019285
P_line_flow_receiving | 7 | 16 | 0.017511
P_line_flow_receiving | 7 | 17 | 0.014751
P_line_flow_receiving | 7 | 18 | 0.011802
P_line_flow_receiving | 7 | 19 | 0.010249
P_line_flow_receiving | 7 | 20 | 0.0095635
P_line_flow_receiving | 7 | 21 | 0.0089267
P_line_flow_receiving | 7 | 22 | 0.0081428
P_line_flow_receiving | 7 | 23 | 0.0073506
P_line_flow_receiving | 7 | 24 | 0.0070611
P_line_flow_receiving | 8 | 1 | -0.0031511
P_line_flow_receiving | 8 | 2 | -0.0029796
P_line_flow_receiving | 8 | 3 | -0.0028779
P_line_flow_receiving | 8 | 4 | -0.0028132
P_line_flow_receiving | 8 | 5 | -0.0028511
P_line_flow_receiving | 8 | 6 | -0.0030227
P_line_flow_receiving | 8 | 7 | -0.0033422
P_line_flow_receiving | 8 | 8 | -0.0038766
P_line_flow_receiving | 8 | 9 | -0.0046795
P_line_flow_receiving | 8 | 10 | -0.0053888
P_line_flow_receiving | 8 | 11 | -0.0057929
P_line_flow_receiving | 8 | 12 | -0.0059039
P_line_flow_receiving | 8 | 13 | -0.0058637
P_line_flow_receiving | 8 | 14 | -0.0059774
P_line_flow_receiving | 8 | 15 | -0.006
P_line_flow_receiving | 8 | 16 | -0.0059475
P_line_flow_receiving | 8 | 17 | -0.0058853
P_line_flow_receiving | 8 | 18 | -0.0056894
P_line_flow_receiving | 8 | 19 | -0.0051994
P_line_flow_receiving | 8 | 20 | -0.004947
P_line_flow_receiving | 8 | 21 | -0.0045788
P_line_flow_receiving | 8 | 22 | -0.0041248
P_line_flow_receiving | 8 | 23 | -0.0036622
P_line_flow_receiving | 8 | 24 | -0.0034364
P_line_flow_receiving | 9 | 1 | -0.084244
P_line_flow_receiving | 9 | 2 | -0.078941
P_line_flow_receiving | 9 | 3 | -0.075853
P_line_flow_receiving | 9 | 4 | -0.073707
P_line_flow_receiving | 9 | 5 | -0.075293
P_line_flow_receiving | 9 | 6 | -0.080555
P_line_flow_receiving | 9 | 7 | -0.075146
P_line_flow_receiving | 9 | 8 | -0.033172
P_line_flow_receiving | 9 | 9 | 0.02347
P_line_flow_receiving | 9 | 10 | 0.068948
P_line_flow_receiving | 9 | 11 | 0.068864
P_line_flow_receiving | 9 | 12 | 0.078346
P_line_flow_receiving | 9 | 13 | 0.092851
P_line_flow_receiving | 9 | 14 | 0.081519
P_line_flow_receiving | 9 | 15 | 0.1008
P_line_flow_receiving | 9 | 16 | 0.066303
P_line_flow_receiving | 9 | 17 | 0.016512
P_line_flow_receiving | 9 | 18 | -0.043383
P_line_flow_receiving | 9 | 19 | -0.091118
P_line_flow_receiving | 9 | 20 | -0.10885
P_line_flow_receiving | 9 | 21 | -0.10571
P_line_flow_receiving | 9 | 22 | -0.10382
P_line_flow_receiving | 9 | 23 | -0.095953
P_line_flow_receiving | 9 | 24 | -0.09368
P_line_flow_receiving | 10 | 1 | 0.0031513
P_line_flow_receiving | 10 | 2 | 0.0029797
P_line_flow_receiving | 10 | 3 | 0.0028781
P_line_flow_receiving | 10 | 4 | 0.0028133
P_line_flow_receiving | 10 | 5 | 0.0028512
P_line_flow_receiving | 10 | 6 | 0.0030228
P_line_flow_receiving | 10 | 7 | 0.0033424
P_line_flow_receiving | 10 | 8 | 0.0038768
P_line_flow_receiving | 10 | 9 | 0.0046798
P_line_flow_receiving | 10 | 10 | 0.0053892
P_line_flow_receiving | 10 | 11 | 0.0057933
P_line_flow_receiving | 10 | 12 | 0.0059043
P_line_flow_receiving | 10 | 13 | 0.0058642
P_line_flow_receiving | 10 | 14 | 0.005978
P_line_flow_receiving | 10 | 15 | 0.0060005
P_line_flow_receiving | 10 | 16 | 0.005948
P_line_flow_receiving | 10 | 17 | 0.0058858
P_line_flow_receiving | 10 | 18 | 0.0056899
P_line_flow_receiving | 10 | 19 | 0.0051998
P_line_flow_receiving | 10 | 20 | 0.0049474
P_line_flow_receiving | 10 | 21 | 0.0045791
P_line_flow_receiving | 10 | 22 | 0.0041251
P_line_flow_receiving | 10 | 23 | 0.0036624
P_line_flow_receiving | 10 | 24 | 0.0034366
P_line_flow_receiving | 11 | 1 | 0.0055155
P_line_flow_receiving | 11 | 2 | 0.0052152
P_line_flow_receiving | 11 | 3 | 0.0050373
P_line_flow_receiving | 11 | 4 | 0.0049239
P_line_flow_receiving | 11 | 5 | 0.0049903
P_line_flow_receiving | 11 | 6 | 0.0052907
P_line_flow_receiving | 11 | 7 | 0.0058501
P_line_flow_receiving | 11 | 8 | 0.0067857
P_line_flow_receiving | 11 | 9 | 0.0081914
P_line_flow_receiving | 11 | 10 | 0.0094334
P_line_flow_receiving | 11 | 11 | 0.010141
P_line_flow_receiving | 11 | 12 | 0.010335
P_line_flow_receiving | 11 | 13 | 0.010265
P_line_flow_receiving | 11 | 14 | 0.010464
P_line_flow_receiving | 11 | 15 | 0.010504
P_line_flow_receiving | 11 | 16 | 0.010412
P_line_flow_receiving | 11 | 17 | 0.010303
P_line_flow_receiving | 11 | 18 | 0.0099599
P_line_flow_receiving | 11 | 19 | 0.0091018
P_line_flow_receiving | 11 | 20 | 0.00866
P_line_flow_receiving | 11 | 21 | 0.0080152
P_line_flow_receiving | 11 | 22 | 0.0072203
P_line_flow_receiving | 11 | 23 | 0.0064103
P_line_flow_receiving | 11 | 24 | 0.006015
P_line_flow_receiving | 12 | 1 | -0.026852
P_line_flow_receiving | 12 | 2 | -0.025386
P_line_flow_receiving | 12 | 3 | -0.024518
P_line_flow_receiving | 12 | 4 | -0.023965
P_line_flow_receiving | 12 | 5 | -0.024289
P_line_flow_receiving | 12 | 6 | -0.025755
P_line_flow_receiving | 12 | 7 | -0.028485
P_line_flow_receiving | 12 | 8 | -0.033053
P_line_flow_receiving | 12 | 9 | -0.039924
P_line_flow_receiving | 12 | 10 | -0.046001
P_line_flow_receiving | 12 | 11 | -0.049467
P_line_flow_receiving | 12 | 12 | -0.050419
P_line_flow_receiving | 12 | 13 | -0.050073
P_line_flow_receiving | 12 | 14 | -0.05105
P_line_flow_receiving | 12 | 15 | -0.051242
P_line_flow_receiving | 12 | 16 | -0.050793
P_line_flow_receiving | 12 | 17 | -0.050261
P_line_flow_receiving | 12 | 18 | -0.048583
P_line_flow_receiving | 12 | 19 | -0.044382
P_line_flow_receiving | 12 | 20 | -0.04222
P_line_flow_receiving | 12 | 21 | -0.039065
P_line_flow_receiving | 12 | 22 | -0.035178
P_line_flow_receiving | 12 | 23 | -0.03122
P_line_flow_receiving | 12 | 24 | -0.02929
P_line_flow_receiving | 13 | 1 | -0.023676
P_line_flow_receiving | 13 | 2 | -0.022385
P_line_flow_receiving | 13 | 3 | -0.02162
P_line_flow_receiving | 13 | 4 | -0.021133
P_line_flow_receiving | 13 | 5 | -0.021418
P_line_flow_receiving | 13 | 6 | -0.02271
P_line_flow_receiving | 13 | 7 | -0.025115
P_line_flow_receiving | 13 | 8 | -0.029139
P_line_flow_receiving | 13 | 9 | -0.03519
P_line_flow_receiving | 13 | 10 | -0.040541
P_line_flow_receiving | 13 | 11 | -0.043592
P_line_flow_receiving | 13 | 12 | -0.044429
P_line_flow_receiving | 13 | 13 | -0.044125
P_line_flow_receiving | 13 | 14 | -0.044985
P_line_flow_receiving | 13 | 15 | -0.045154
P_line_flow_receiving | 13 | 16 | -0.044759
P_line_flow_receiving | 13 | 17 | -0.04429
P_line_flow_receiving | 13 | 18 | -0.042813
P_line_flow_receiving | 13 | 19 | -0.039115
P_line_flow_receiving | 13 | 20 | -0.037211
P_line_flow_receiving | 13 | 21 | -0.034434
P_line_flow_receiving | 13 | 22 | -0.031011
P_line_flow_receiving | 13 | 23 | -0.027525
P_line_flow_receiving | 13 | 24 | -0.025824
P_line_flow_receiving | 14 | 1 | -0.01736
P_line_flow_receiving | 14 | 2 | -0.016414
P_line_flow_receiving | 14 | 3 | -0.015853
P_line_flow_receiving | 14 | 4 | -0.015496
P_line_flow_receiving | 14 | 5 | -0.015705
P_line_flow_receiving | 14 | 6 | -0.016652
P_line_flow_receiving | 14 | 7 | -0.018415
P_line_flow_receiving | 14 | 8 | -0.021365
P_line_flow_receiving | 14 | 9 | -0.025801
P_line_flow_receiving | 14 | 10 | -0.029723
P_line_flow_receiving | 14 | 11 | -0.03196
P_line_flow_receiving | 14 | 12 | -0.032574
P_line_flow_receiving | 14 | 13 | -0.032351
P_line_flow_receiving | 14 | 14 | -0.032981
P_line_flow_receiving | 14 | 15 | -0.033105
P_line_flow_receiving | 14 | 16 | -0.032815
P_line_flow_receiving | 14 | 17 | -0.032472
P_line_flow_receiving | 14 | 18 | -0.031389
P_line_flow_receiving | 14 | 19 | -0.028678
P_line_flow_receiving | 14 | 20 | -0.027283
P_line_flow_receiving | 14 | 21 | -0.025247
P_line_flow_receiving | 14 | 22 | -0.022737
P_line_flow_receiving | 14 | 23 | -0.020182
P_line_flow_receiving | 14 | 24 | -0.018935
P_line_flow_receiving | 15 | 1 | -0.014197
P_line_flow_receiving | 15 | 2 | -0.013423
P_line_flow_receiving | 15 | 3 | -0.012965
P_line_flow_receiving | 15 | 4 | -0.012673
P_line_flow_receiving | 15 | 5 | -0.012844
P_line_flow_receiving | 15 | 6 | -0.013618
P_line_flow_receiving | 15 | 7 | -0.015059
P_line_flow_receiving | 15 | 8 | -0.017471
P_line_flow_receiving | 15 | 9 | -0.021096
P_line_flow_receiving | 15 | 10 | -0.0243
P_line_flow_receiving | 15 | 11 | -0.026126
P_line_flow_receiving | 15 | 12 | -0.026628
P_line_flow_receiving | 15 | 13 | -0.026446
P_line_flow_receiving | 15 | 14 | -0.02696
P_line_flow_receiving | 15 | 15 | -0.027062
P_line_flow_receiving | 15 | 16 | -0.026825
P_line_flow_receiving | 15 | 17 | -0.026544
P_line_flow_receiving | 15 | 18 | -0.025659
P_line_flow_receiving | 15 | 19 | -0.023445
P_line_flow_receiving | 15 | 20 | -0.022305
P_line_flow_receiving | 15 | 21 | -0.020642
P_line_flow_receiving | 15 | 22 | -0.018592
P_line_flow_receiving | 15 | 23 | -0.016503
P_line_flow_receiving | 15 | 24 | -0.015484
P_line_flow_receiving | 16 | 1 | -0.011033
P_line_flow_receiving | 16 | 2 | -0.010432
P_line_flow_receiving | 16 | 3 | -0.010076
P_line_flow_receiving | 16 | 4 | -0.0098496
P_line_flow_receiving | 16 | 5 | -0.0099824
P_line_flow_receiving | 16 | 6 | -0.010583
P_line_flow_receiving | 16 | 7 | -0.011703
P_line_flow_receiving | 16 | 8 | -0.013575
P_line_flow_receiving | 16 | 9 | -0.016388
P_line_flow_receiving | 16 | 10 | -0.018873
P_line_flow_receiving | 16 | 11 | -0.02029
P_line_flow_receiving | 16 | 12 | -0.020679
P_line_flow_receiving | 16 | 13 | -0.020538
P_line_flow_receiving | 16 | 14 | -0.020937
P_line_flow_receiving | 16 | 15 | -0.021016
P_line_flow_receiving | 16 | 16 | -0.020832
P_line_flow_receiving | 16 | 17 | -0.020614
P_line_flow_receiving | 16 | 18 | -0.019927
P_line_flow_receiving | 16 | 19 | -0.01821
P_line_flow_receiving | 16 | 20 | -0.017326
P_line_flow_receiving | 16 | 21 | -0.016035
P_line_flow_receiving | 16 | 22 | -0.014445
P_line_flow_receiving | 16 | 23 | -0.012824
P_line_flow_receiving | 16 | 24 | -0.012033
P_line_flow_receiving | 17 | 1 | -0.0078783
P_line_flow_receiving | 17 | 2 | -0.0074494
P_line_flow_receiving | 17 | 3 | -0.0071952
P_line_flow_receiving | 17 | 4 | -0.0070333
P_line_flow_receiving | 17 | 5 | -0.0071281
P_line_flow_receiving | 17 | 6 | -0.0075572
P_line_flow_receiving | 17 | 7 | -0.0083561
P_line_flow_receiving | 17 | 8 | -0.0096922
P_line_flow_receiving | 17 | 9 | -0.0117
P_line_flow_receiving | 17 | 10 | -0.013473
P_line_flow_receiving | 17 | 11 | -0.014484
P_line_flow_receiving | 17 | 12 | -0.014761
P_line_flow_receiving | 17 | 13 | -0.014661
P_line_flow_receiving | 17 | 14 | -0.014945
P_line_flow_receiving | 17 | 15 | -0.015002
P_line_flow_receiving | 17 | 16 | -0.014871
P_line_flow_receiving | 17 | 17 | -0.014715
P_line_flow_receiving | 17 | 18 | -0.014225
P_line_flow_receiving | 17 | 19 | -0.013
P_line_flow_receiving | 17 | 20 | -0.012369
P_line_flow_receiving | 17 | 21 | -0.011448
P_line_flow_receiving | 17 | 22 | -0.010313
P_line_flow_receiving | 17 | 23 | -0.0091561
P_line_flow_receiving | 17 | 24 | -0.0085916
P_line_flow_receiving | 18 | 1 | -0.072282
P_line_flow_receiving | 18 | 2 | -0.068579
P_line_flow_receiving | 18 | 3 | -0.066364
P_line_flow_receiving | 18 | 4 | -0.065033
P_line_flow_receiving | 18 | 5 | -0.065669
P_line_flow_receiving | 18 | 6 | -0.069386
P_line_flow_receiving | 18 | 7 | -0.068592
P_line_flow_receiving | 18 | 8 | -0.049888
P_line_flow_receiving | 18 | 9 | -0.036626
P_line_flow_receiving | 18 | 10 | -0.023265
P_line_flow_receiving | 18 | 11 | -0.025729
P_line_flow_receiving | 18 | 12 | -0.018588
P_line_flow_receiving | 18 | 13 | -0.0066395
P_line_flow_receiving | 18 | 14 | -0.017119
P_line_flow_receiving | 18 | 15 | -0.00088662
P_line_flow_receiving | 18 | 16 | -0.014224
P_line_flow_receiving | 18 | 17 | -0.032529
P_line_flow_receiving | 18 | 18 | -0.05734
P_line_flow_receiving | 18 | 19 | -0.083257
P_line_flow_receiving | 18 | 20 | -0.09277
P_line_flow_receiving | 18 | 21 | -0.089442
P_line_flow_receiving | 18 | 22 | -0.086651
P_line_flow_receiving | 18 | 23 | -0.079939
P_line_flow_receiving | 18 | 24 | -0.078193
P_line_flow_receiving | 19 | 1 | -0.067024
P_line_flow_receiving | 19 | 2 | -0.063631
P_line_flow_receiving | 19 | 3 | -0.0616
P_line_flow_receiving | 19 | 4 | -0.060383
P_line_flow_receiving | 19 | 5 | -0.060954
P_line_flow_receiving | 19 | 6 | -0.064363
P_line_flow_receiving | 19 | 7 | -0.063089
P_line_flow_receiving | 19 | 8 | -0.043762
P_line_flow_receiving | 19 | 9 | -0.029335
P_line_flow_receiving | 19 | 10 | -0.014914
P_line_flow_receiving | 19 | 11 | -0.016731
P_line_flow_receiving | 19 | 12 | -0.009443
P_line_flow_receiving | 19 | 13 | 0.0024164
P_line_flow_receiving | 19 | 14 | -0.0078615
P_line_flow_receiving | 19 | 15 | 0.0083822
P_line_flow_receiving | 19 | 16 | -0.0050418
P_line_flow_receiving | 19 | 17 | -0.023397
P_line_flow_receiving | 19 | 18 | -0.048337
P_line_flow_receiving | 19 | 19 | -0.074688
P_line_flow_receiving | 19 | 20 | -0.084438
P_line_flow_receiving | 19 | 21 | -0.081736
P_line_flow_receiving | 19 | 22 | -0.07969
P_line_flow_receiving | 19 | 23 | -0.073793
P_line_flow_receiving | 19 | 24 | -0.072417
P_line_flow_receiving | 20 | 1 | -0.062173
P_line_flow_receiving | 20 | 2 | -0.059049
P_line_flow_receiving | 20 | 3 | -0.057178
P_line_flow_receiving | 20 | 4 | -0.056062
P_line_flow_receiving | 20 | 5 | -0.056574
P_line_flow_receiving | 20 | 6 | -0.059714
P_line_flow_receiving | 20 | 7 | -0.062164
P_line_flow_receiving | 20 | 8 | -0.058428
P_line_flow_receiving | 20 | 9 | -0.062232
P_line_flow_receiving | 20 | 10 | -0.063858
P_line_flow_receiving | 20 | 11 | -0.068496
P_line_flow_receiving | 20 | 12 | -0.065541
P_line_flow_receiving | 20 | 13 | -0.058767
P_line_flow_receiving | 20 | 14 | -0.065456
P_line_flow_receiving | 20 | 15 | -0.056753
P_line_flow_receiving | 20 | 16 | -0.061303
P_line_flow_receiving | 20 | 17 | -0.067277
P_line_flow_receiving | 20 | 18 | -0.075461
P_line_flow_receiving | 20 | 19 | -0.083728
P_line_flow_receiving | 20 | 20 | -0.08619
P_line_flow_receiving | 20 | 21 | -0.081623
P_line_flow_receiving | 20 | 22 | -0.076646
P_line_flow_receiving | 20 | 23 | -0.069667
P_line_flow_receiving | 20 | 24 | -0.067116
P_line_flow_receiving | 21 | 1 | -0.040537
P_line_flow_receiving | 21 | 2 | -0.038311
P_line_flow_receiving | 21 | 3 | -0.036993
P_line_flow_receiving | 21 | 4 | -0.036153
P_line_flow_receiving | 21 | 5 | -0.036645
P_line_flow_receiving | 21 | 6 | -0.03887
P_line_flow_receiving | 21 | 7 | -0.038762
P_line_flow_receiving | 21 | 8 | -0.029175
P_line_flow_receiving | 21 | 9 | -0.020016
P_line_flow_receiving | 21 | 10 | -0.012028
P_line_flow_receiving | 21 | 11 | -0.013813
P_line_flow_receiving | 21 | 12 | -0.010756
P_line_flow_receiving | 21 | 13 | -0.0052305
P_line_flow_receiving | 21 | 14 | -0.010101
P_line_flow_receiving | 21 | 15 | -0.0028462
P_line_flow_receiving | 21 | 16 | -0.011113
P_line_flow_receiving | 21 | 17 | -0.022803
P_line_flow_receiving | 21 | 18 | -0.037391
P_line_flow_receiving | 21 | 19 | -0.049971
P_line_flow_receiving | 21 | 20 | -0.054427
P_line_flow_receiving | 21 | 21 | -0.052084
P_line_flow_receiving | 21 | 22 | -0.04984
P_line_flow_receiving | 21 | 23 | -0.04564
P_line_flow_receiving | 21 | 24 | -0.044245
P_line_flow_receiving | 22 | 1 | -0.05559
P_line_flow_receiving | 22 | 2 | -0.055523
P_line_flow_receiving | 22 | 3 | -0.055269
P_line_flow_receiving | 22 | 4 | -0.055005
P_line_flow_receiving | 22 | 5 | -0.054833
P_line_flow_receiving | 22 | 6 | -0.05536
P_line_flow_receiving | 22 | 7 | -0.05464
P_line_flow_receiving | 22 | 8 | -0.047218
P_line_flow_receiving | 22 | 9 | -0.044571
P_line_flow_receiving | 22 | 10 | -0.034816
P_line_flow_receiving | 22 | 11 | -0.032138
P_line_flow_receiving | 22 | 12 | -0.026924
P_line_flow_receiving | 22 | 13 | -0.013833
P_line_flow_receiving | 22 | 14 | -0.023827
P_line_flow_receiving | 22 | 15 | -0.019325
P_line_flow_receiving | 22 | 16 | -0.026778
P_line_flow_receiving | 22 | 17 | -0.037522
P_line_flow_receiving | 22 | 18 | -0.046463
P_line_flow_receiving | 22 | 19 | -0.057803
P_line_flow_receiving | 22 | 20 | -0.060971
P_line_flow_receiving | 22 | 21 | -0.059178
P_line_flow_receiving | 22 | 22 | -0.059303
P_line_flow_receiving | 22 | 23 | -0.058622
P_line_flow_receiving | 22 | 24 | -0.059479
P_line_flow_receiving | 23 | 1 | -0.050683
P_line_flow_receiving | 23 | 2 | -0.050871
P_line_flow_receiving | 23 | 3 | -0.050771
P_line_flow_receiving | 23 | 4 | -0.050605
P_line_flow_receiving | 23 | 5 | -0.050377
P_line_flow_receiving | 23 | 6 | -0.050646
P_line_flow_receiving | 23 | 7 | -0.053639
P_line_flow_receiving | 23 | 8 | -0.061738
P_line_flow_receiving | 23 | 9 | -0.077201
P_line_flow_receiving | 23 | 10 | -0.083447
P_line_flow_receiving | 23 | 11 | -0.083614
P_line_flow_receiving | 23 | 12 | -0.082733
P_line_flow_receiving | 23 | 13 | -0.074792
P_line_flow_receiving | 23 | 14 | -0.081153
P_line_flow_receiving | 23 | 15 | -0.084125
P_line_flow_receiving | 23 | 16 | -0.082731
P_line_flow_receiving | 23 | 17 | -0.081128
P_line_flow_receiving | 23 | 18 | -0.07342
P_line_flow_receiving | 23 | 19 | -0.066771
P_line_flow_receiving | 23 | 20 | -0.062696
P_line_flow_receiving | 23 | 21 | -0.059043
P_line_flow_receiving | 23 | 22 | -0.056229
P_line_flow_receiving | 23 | 23 | -0.054447
P_line_flow_receiving | 23 | 24 | -0.054118
P_line_flow_receiving | 24 | 1 | -0.025319
P_line_flow_receiving | 24 | 2 | -0.025413
P_line_flow_receiving | 24 | 3 | -0.025363
P_line_flow_receiving | 24 | 4 | -0.02528
P_line_flow_receiving | 24 | 5 | -0.025166
P_line_flow_receiving | 24 | 6 | -0.0253
P_line_flow_receiving | 24 | 7 | -0.026794
P_line_flow_receiving | 24 | 8 | -0.030836
P_line_flow_receiving | 24 | 9 | -0.038548
P_line_flow_receiving | 24 | 10 | -0.041662
P_line_flow_receiving | 24 | 11 | -0.041745
P_line_flow_receiving | 24 | 12 | -0.041306
P_line_flow_receiving | 24 | 13 | -0.037347
P_line_flow_receiving | 24 | 14 | -0.040518
P_line_flow_receiving | 24 | 15 | -0.042
P_line_flow_receiving | 24 | 16 | -0.041305
P_line_flow_receiving | 24 | 17 | -0.040506
P_line_flow_receiving | 24 | 18 | -0.036662
P_line_flow_receiving | 24 | 19 | -0.033346
P_line_flow_receiving | 24 | 20 | -0.031313
P_line_flow_receiving | 24 | 21 | -0.029491
P_line_flow_receiving | 24 | 22 | -0.028087
P_line_flow_receiving | 24 | 23 | -0.027197
P_line_flow_receiving | 24 | 24 | -0.027033
P_line_flow_receiving | 25 | 1 | -0.035107
P_line_flow_receiving | 25 | 2 | -0.033592
P_line_flow_receiving | 25 | 3 | -0.032662
P_line_flow_receiving | 25 | 4 | -0.032179
P_line_flow_receiving | 25 | 5 | -0.032261
P_line_flow_receiving | 25 | 6 | -0.033801
P_line_flow_receiving | 25 | 7 | -0.033663
P_line_flow_receiving | 25 | 8 | -0.026324
P_line_flow_receiving | 25 | 9 | -0.02649
P_line_flow_receiving | 25 | 10 | -0.024129
P_line_flow_receiving | 25 | 11 | -0.025338
P_line_flow_receiving | 25 | 12 | -0.021131
P_line_flow_receiving | 25 | 13 | -0.014263
P_line_flow_receiving | 25 | 14 | -0.020442
P_line_flow_receiving | 25 | 15 | -0.010828
P_line_flow_receiving | 25 | 16 | -0.014359
P_line_flow_receiving | 25 | 17 | -0.018532
P_line_flow_receiving | 25 | 18 | -0.026119
P_line_flow_receiving | 25 | 19 | -0.038088
P_line_flow_receiving | 25 | 20 | -0.042569
P_line_flow_receiving | 25 | 21 | -0.041343
P_line_flow_receiving | 25 | 22 | -0.040472
P_line_flow_receiving | 25 | 23 | -0.03769
P_line_flow_receiving | 25 | 24 | -0.037262
P_line_flow_receiving | 26 | 1 | -0.031919
P_line_flow_receiving | 26 | 2 | -0.030577
P_line_flow_receiving | 26 | 3 | -0.029751
P_line_flow_receiving | 26 | 4 | -0.029334
P_line_flow_receiving | 26 | 5 | -0.029378
P_line_flow_receiving | 26 | 6 | -0.030744
P_line_flow_receiving | 26 | 7 | -0.030282
P_line_flow_receiving | 26 | 8 | -0.022404
P_line_flow_receiving | 26 | 9 | -0.021727
P_line_flow_receiving | 26 | 10 | -0.01862
P_line_flow_receiving | 26 | 11 | -0.019413
P_line_flow_receiving | 26 | 12 | -0.015099
P_line_flow_receiving | 26 | 13 | -0.0082838
P_line_flow_receiving | 26 | 14 | -0.014335
P_line_flow_receiving | 26 | 15 | -0.0047138
P_line_flow_receiving | 26 | 16 | -0.0083133
P_line_flow_receiving | 26 | 17 | -0.012571
P_line_flow_receiving | 26 | 18 | -0.020371
P_line_flow_receiving | 26 | 19 | -0.032827
P_line_flow_receiving | 26 | 20 | -0.037558
P_line_flow_receiving | 26 | 21 | -0.036705
P_line_flow_receiving | 26 | 22 | -0.036295
P_line_flow_receiving | 26 | 23 | -0.033983
P_line_flow_receiving | 26 | 24 | -0.033784
P_line_flow_receiving | 27 | 1 | -0.028645
P_line_flow_receiving | 27 | 2 | -0.027485
P_line_flow_receiving | 27 | 3 | -0.026766
P_line_flow_receiving | 27 | 4 | -0.026416
P_line_flow_receiving | 27 | 5 | -0.026423
P_line_flow_receiving | 27 | 6 | -0.027607
P_line_flow_receiving | 27 | 7 | -0.026814
P_line_flow_receiving | 27 | 8 | -0.018388
P_line_flow_receiving | 27 | 9 | -0.016767
P_line_flow_receiving | 27 | 10 | -0.01282
P_line_flow_receiving | 27 | 11 | -0.013167
P_line_flow_receiving | 27 | 12 | -0.008757
P_line_flow_receiving | 27 | 13 | -0.0020185
P_line_flow_receiving | 27 | 14 | -0.0079127
P_line_flow_receiving | 27 | 15 | 0.0016857
P_line_flow_receiving | 27 | 16 | -0.0020273
P_line_flow_receiving | 27 | 17 | -0.0064302
P_line_flow_receiving | 27 | 18 | -0.014491
P_line_flow_receiving | 27 | 19 | -0.027431
P_line_flow_receiving | 27 | 20 | -0.032407
P_line_flow_receiving | 27 | 21 | -0.031942
P_line_flow_receiving | 27 | 22 | -0.032003
P_line_flow_receiving | 27 | 23 | -0.03018
P_line_flow_receiving | 27 | 24 | -0.030212
P_line_flow_receiving | 28 | 1 | -0.025414
P_line_flow_receiving | 28 | 2 | -0.024431
P_line_flow_receiving | 28 | 3 | -0.023817
P_line_flow_receiving | 28 | 4 | -0.023533
P_line_flow_receiving | 28 | 5 | -0.023503
P_line_flow_receiving | 28 | 6 | -0.02451
P_line_flow_receiving | 28 | 7 | -0.023389
P_line_flow_receiving | 28 | 8 | -0.014417
P_line_flow_receiving | 28 | 9 | -0.011891
P_line_flow_receiving | 28 | 10 | -0.0071393
P_line_flow_receiving | 28 | 11 | -0.0070519
P_line_flow_receiving | 28 | 12 | -0.0025399
P_line_flow_receiving | 28 | 13 | 0.0041353
P_line_flow_receiving | 28 | 14 | -0.0016169
P_line_flow_receiving | 28 | 15 | 0.0079763
P_line_flow_receiving | 28 | 16 | 0.0041635
P_line_flow_receiving | 28 | 17 | -0.00036566
P_line_flow_receiving | 28 | 18 | -0.0086739
P_line_flow_receiving | 28 | 19 | -0.022104
P_line_flow_receiving | 28 | 20 | -0.027329
P_line_flow_receiving | 28 | 21 | -0.027243
P_line_flow_receiving | 28 | 22 | -0.02777
P_line_flow_receiving | 28 | 23 | -0.026426
P_line_flow_receiving | 28 | 24 | -0.026687
P_line_flow_receiving | 29 | 1 | -0.019077
P_line_flow_receiving | 29 | 2 | -0.018439
P_line_flow_receiving | 29 | 3 | -0.01803
P_line_flow_receiving | 29 | 4 | -0.017877
P_line_flow_receiving | 29 | 5 | -0.01777
P_line_flow_receiving | 29 | 6 | -0.018432
P_line_flow_receiving | 29 | 7 | -0.020878
P_line_flow_receiving | 29 | 8 | -0.027198
P_line_flow_receiving | 29 | 9 | -0.042429
P_line_flow_receiving | 29 | 10 | -0.053293
P_line_flow_receiving | 29 | 11 | -0.055823
P_line_flow_receiving | 29 | 12 | -0.055582
P_line_flow_receiving | 29 | 13 | -0.054004
P_line_flow_receiving | 29 | 14 | -0.056114
P_line_flow_receiving | 29 | 15 | -0.054043
P_line_flow_receiving | 29 | 16 | -0.049068
P_line_flow_receiving | 29 | 17 | -0.04133
P_line_flow_receiving | 29 | 18 | -0.033063
P_line_flow_receiving | 29 | 19 | -0.028709
P_line_flow_receiving | 29 | 20 | -0.026789
P_line_flow_receiving | 29 | 21 | -0.025004
P_line_flow_receiving | 29 | 22 | -0.022808
P_line_flow_receiving | 29 | 23 | -0.020588
P_line_flow_receiving | 29 | 24 | -0.019777
P_line_flow_receiving | 30 | 1 | -0.012256
P_line_flow_receiving | 30 | 2 | -0.011847
P_line_flow_receiving | 30 | 3 | -0.011585
P_line_flow_receiving | 30 | 4 | -0.011486
P_line_flow_receiving | 30 | 5 | -0.011418
P_line_flow_receiving | 30 | 6 | -0.011842
P_line_flow_receiving | 30 | 7 | -0.013413
P_line_flow_receiving | 30 | 8 | -0.01747
P_line_flow_receiving | 30 | 9 | -0.027241
P_line_flow_receiving | 30 | 10 | -0.034203
P_line_flow_receiving | 30 | 11 | -0.035825
P_line_flow_receiving | 30 | 12 | -0.03567
P_line_flow_receiving | 30 | 13 | -0.03466
P_line_flow_receiving | 30 | 14 | -0.036011
P_line_flow_receiving | 30 | 15 | -0.034684
P_line_flow_receiving | 30 | 16 | -0.031497
P_line_flow_receiving | 30 | 17 | -0.026536
P_line_flow_receiving | 30 | 18 | -0.021233
P_line_flow_receiving | 30 | 19 | -0.018439
P_line_flow_receiving | 30 | 20 | -0.017207
P_line_flow_receiving | 30 | 21 | -0.016062
P_line_flow_receiving | 30 | 22 | -0.014652
P_line_flow_receiving | 30 | 23 | -0.013227
P_line_flow_receiving | 30 | 24 | -0.012706
P_line_flow_receiving | 31 | 1 | -0.0071489
P_line_flow_receiving | 31 | 2 | -0.0069101
P_line_flow_receiving | 31 | 3 | -0.0067571
P_line_flow_receiving | 31 | 4 | -0.0066994
P_line_flow_receiving | 31 | 5 | -0.0066597
P_line_flow_receiving | 31 | 6 | -0.0069074
P_line_flow_receiving | 31 | 7 | -0.0078236
P_line_flow_receiving | 31 | 8 | -0.010189
P_line_flow_receiving | 31 | 9 | -0.015887
P_line_flow_receiving | 31 | 10 | -0.019946
P_line_flow_receiving | 31 | 11 | -0.020891
P_line_flow_receiving | 31 | 12 | -0.020801
P_line_flow_receiving | 31 | 13 | -0.020212
P_line_flow_receiving | 31 | 14 | -0.021
P_line_flow_receiving | 31 | 15 | -0.020227
P_line_flow_receiving | 31 | 16 | -0.018368
P_line_flow_receiving | 31 | 17 | -0.015476
P_line_flow_receiving | 31 | 18 | -0.012384
P_line_flow_receiving | 31 | 19 | -0.010755
P_line_flow_receiving | 31 | 20 | -0.010036
P_line_flow_receiving | 31 | 21 | -0.0093682
P_line_flow_receiving | 31 | 22 | -0.0085459
P_line_flow_receiving | 31 | 23 | -0.0077149
P_line_flow_receiving | 31 | 24 | -0.0074112
P_line_flow_receiving | 32 | 1 | -0.40813
P_line_flow_receiving | 32 | 2 | -0.38337
P_line_flow_receiving | 32 | 3 | -0.3689
P_line_flow_receiving | 32 | 4 | -0.35941
P_line_flow_receiving | 32 | 5 | -0.36573
P_line_flow_receiving | 32 | 6 | -0.3902
P_line_flow_receiving | 32 | 7 | -0.4088
P_line_flow_receiving | 32 | 8 | -0.38343
P_line_flow_receiving | 32 | 9 | -0.35293
P_line_flow_receiving | 32 | 10 | -0.33848
P_line_flow_receiving | 32 | 11 | -0.37511
P_line_flow_receiving | 32 | 12 | -0.37119
P_line_flow_receiving | 32 | 13 | -0.34955
P_line_flow_receiving | 32 | 14 | -0.37367
P_line_flow_receiving | 32 | 15 | -0.34473
P_line_flow_receiving | 32 | 16 | -0.39742
P_line_flow_receiving | 32 | 17 | -0.47514
P_line_flow_receiving | 32 | 18 | -0.56082
P_line_flow_receiving | 32 | 19 | -0.59829
P_line_flow_receiving | 32 | 20 | -0.60685
P_line_flow_receiving | 32 | 21 | -0.57014
P_line_flow_receiving | 32 | 22 | -0.5271
P_line_flow_receiving | 32 | 23 | -0.47268
P_line_flow_receiving | 32 | 24 | -0.44829
P_line_flow_receiving | 33 | 1 | -0.016771
P_line_flow_receiving | 33 | 2 | -0.016145
P_line_flow_receiving | 33 | 3 | -0.015752
P_line_flow_receiving | 33 | 4 | -0.015577
P_line_flow_receiving | 33 | 5 | -0.015539
P_line_flow_receiving | 33 | 6 | -0.016183
P_line_flow_receiving | 33 | 7 | -0.018248
P_line_flow_receiving | 33 | 8 | -0.023291
P_line_flow_receiving | 33 | 9 | -0.034955
P_line_flow_receiving | 33 | 10 | -0.043404
P_line_flow_receiving | 33 | 11 | -0.045611
P_line_flow_receiving | 33 | 12 | -0.04555
P_line_flow_receiving | 33 | 13 | -0.044387
P_line_flow_receiving | 33 | 14 | -0.046003
P_line_flow_receiving | 33 | 15 | -0.044551
P_line_flow_receiving | 33 | 16 | -0.040955
P_line_flow_receiving | 33 | 17 | -0.035378
P_line_flow_receiving | 33 | 18 | -0.029288
P_line_flow_receiving | 33 | 19 | -0.025693
P_line_flow_receiving | 33 | 20 | -0.024071
P_line_flow_receiving | 33 | 21 | -0.022429
P_line_flow_receiving | 33 | 22 | -0.020408
P_line_flow_receiving | 33 | 23 | -0.018361
P_line_flow_receiving | 33 | 24 | -0.017557
P_line_flow_receiving | 34 | 1 | -0.064335
P_line_flow_receiving | 34 | 2 | -0.06054
P_line_flow_receiving | 34 | 3 | -0.058313
P_line_flow_receiving | 34 | 4 | -0.056819
P_line_flow_receiving | 34 | 5 | -0.057833
P_line_flow_receiving | 34 | 6 | -0.061613
P_line_flow_receiving | 34 | 7 | -0.061845
P_line_flow_receiving | 34 | 8 | -0.047508
P_line_flow_receiving | 34 | 9 | -0.029236
P_line_flow_receiving | 34 | 10 | -0.015083
P_line_flow_receiving | 34 | 11 | -0.018534
P_line_flow_receiving | 34 | 12 | -0.015163
P_line_flow_receiving | 34 | 13 | -0.0082366
P_line_flow_receiving | 34 | 14 | -0.014364
P_line_flow_receiving | 34 | 15 | -0.0057792
P_line_flow_receiving | 34 | 16 | -0.020586
P_line_flow_receiving | 34 | 17 | -0.042047
P_line_flow_receiving | 34 | 18 | -0.066954
P_line_flow_receiving | 34 | 19 | -0.084265
P_line_flow_receiving | 34 | 20 | -0.09013
P_line_flow_receiving | 34 | 21 | -0.085692
P_line_flow_receiving | 34 | 22 | -0.081114
P_line_flow_receiving | 34 | 23 | -0.07377
P_line_flow_receiving | 34 | 24 | -0.070904
P_line_flow_receiving | 35 | 1 | 0.03581
P_line_flow_receiving | 35 | 2 | 0.033842
P_line_flow_receiving | 35 | 3 | 0.032676
P_line_flow_receiving | 35 | 4 | 0.031934
P_line_flow_receiving | 35 | 5 | 0.032368
P_line_flow_receiving | 35 | 6 | 0.034336
P_line_flow_receiving | 35 | 7 | 0.033748
P_line_flow_receiving | 35 | 8 | 0.02336
P_line_flow_receiving | 35 | 9 | 0.012997
P_line_flow_receiving | 35 | 10 | 0.0039448
P_line_flow_receiving | 35 | 11 | 0.0051235
P_line_flow_receiving | 35 | 12 | 0.0019004
P_line_flow_receiving | 35 | 13 | -0.003565
P_line_flow_receiving | 35 | 14 | 0.001135
P_line_flow_receiving | 35 | 15 | -0.0061538
P_line_flow_receiving | 35 | 16 | 0.0021917
P_line_flow_receiving | 35 | 17 | 0.013976
P_line_flow_receiving | 35 | 18 | 0.028856
P_line_flow_receiving | 35 | 19 | 0.042172
P_line_flow_receiving | 35 | 20 | 0.047006
P_line_flow_receiving | 35 | 21 | 0.045215
P_line_flow_receiving | 35 | 22 | 0.043653
P_line_flow_receiving | 35 | 23 | 0.040146
P_line_flow_receiving | 35 | 24 | 0.039091
P_line_flow_receiving | 36 | 1 | -0.0031511
P_line_flow_receiving | 36 | 2 | -0.0029796
P_line_flow_receiving | 36 | 3 | -0.0028779
P_line_flow_receiving | 36 | 4 | -0.0028132
P_line_flow_receiving | 36 | 5 | -0.0028511
P_line_flow_receiving | 36 | 6 | -0.0030227
P_line_flow_receiving | 36 | 7 | -0.0033422
P_line_flow_receiving | 36 | 8 | -0.0038766
P_line_flow_receiving | 36 | 9 | -0.0046795
P_line_flow_receiving | 36 | 10 | -0.0053888
P_line_flow_receiving | 36 | 11 | -0.0057929
P_line_flow_receiving | 36 | 12 | -0.0059039
P_line_flow_receiving | 36 | 13 | -0.0058637
P_line_flow_receiving | 36 | 14 | -0.0059774
P_line_flow_receiving | 36 | 15 | -0.006
P_line_flow_receiving | 36 | 16 | -0.0059475
P_line_flow_receiving | 36 | 17 | -0.0058853
P_line_flow_receiving | 36 | 18 | -0.0056894
P_line_flow_receiving | 36 | 19 | -0.0051994
P_line_flow_receiving | 36 | 20 | -0.004947
P_line_flow_receiving | 36 | 21 | -0.0045788
P_line_flow_receiving | 36 | 22 | -0.0041248
P_line_flow_receiving | 36 | 23 | -0.0036622
P_line_flow_receiving | 36 | 24 | -0.0034364
P_line_flow_receiving | 37 | 1 | -0.042652
P_line_flow_receiving | 37 | 2 | -0.033845
P_line_flow_receiving | 37 | 3 | -0.029074
P_line_flow_receiving | 37 | 4 | -0.026941
P_line_flow_receiving | 37 | 5 | -0.02803
P_line_flow_receiving | 37 | 6 | -0.03563
P_line_flow_receiving | 37 | 7 | -0.023739
P_line_flow_receiving | 37 | 8 | 0.049254
P_line_flow_receiving | 37 | 9 | 0.10412
P_line_flow_receiving | 37 | 10 | 0.14501
P_line_flow_receiving | 37 | 11 | 0.14106
P_line_flow_receiving | 37 | 12 | 0.16423
P_line_flow_receiving | 37 | 13 | 0.18167
P_line_flow_receiving | 37 | 14 | 0.16437
P_line_flow_receiving | 37 | 15 | 0.23025
P_line_flow_receiving | 37 | 16 | 0.20182
P_line_flow_receiving | 37 | 17 | 0.16749
P_line_flow_receiving | 37 | 18 | 0.09401
P_line_flow_receiving | 37 | 19 | -0.0016653
P_line_flow_receiving | 37 | 20 | -0.042436
P_line_flow_receiving | 37 | 21 | -0.047911
P_line_flow_receiving | 37 | 22 | -0.053551
P_line_flow_receiving | 37 | 23 | -0.044676
P_line_flow_receiving | 37 | 24 | -0.044216

## Q_line_flow_receiving
Variable_name | Index: Lines | Index: Times | Value
Q_line_flow_receiving | 1 | 1 | -0.10815
Q_line_flow_receiving | 1 | 2 | -0.1043
Q_line_flow_receiving | 1 | 3 | -0.10187
Q_line_flow_receiving | 1 | 4 | -0.10047
Q_line_flow_receiving | 1 | 5 | -0.10078
Q_line_flow_receiving | 1 | 6 | -0.10488
Q_line_flow_receiving | 1 | 7 | -0.11396
Q_line_flow_receiving | 1 | 8 | -0.13037
Q_line_flow_receiving | 1 | 9 | -0.16963
Q_line_flow_receiving | 1 | 10 | -0.19631
Q_line_flow_receiving | 1 | 11 | -0.20602
Q_line_flow_receiving | 1 | 12 | -0.20499
Q_line_flow_receiving | 1 | 13 | -0.19545
Q_line_flow_receiving | 1 | 14 | -0.20567
Q_line_flow_receiving | 1 | 15 | -0.20055
Q_line_flow_receiving | 1 | 16 | -0.19381
Q_line_flow_receiving | 1 | 17 | -0.18345
Q_line_flow_receiving | 1 | 18 | -0.16923
Q_line_flow_receiving | 1 | 19 | -0.1589
Q_line_flow_receiving | 1 | 20 | -0.15297
Q_line_flow_receiving | 1 | 21 | -0.14303
Q_line_flow_receiving | 1 | 22 | -0.13195
Q_line_flow_receiving | 1 | 23 | -0.12034
Q_line_flow_receiving | 1 | 24 | -0.11575
Q_line_flow_receiving | 2 | 1 | -0.069934
Q_line_flow_receiving | 2 | 2 | -0.068085
Q_line_flow_receiving | 2 | 3 | -0.066843
Q_line_flow_receiving | 2 | 4 | -0.066153
Q_line_flow_receiving | 2 | 5 | -0.066124
Q_line_flow_receiving | 2 | 6 | -0.068228
Q_line_flow_receiving | 2 | 7 | -0.074158
Q_line_flow_receiving | 2 | 8 | -0.086734
Q_line_flow_receiving | 2 | 9 | -0.11658
Q_line_flow_receiving | 2 | 10 | -0.1358
Q_line_flow_receiving | 2 | 11 | -0.14124
Q_line_flow_receiving | 2 | 12 | -0.14019
Q_line_flow_receiving | 2 | 13 | -0.13277
Q_line_flow_receiving | 2 | 14 | -0.14029
Q_line_flow_receiving | 2 | 15 | -0.13734
Q_line_flow_receiving | 2 | 16 | -0.13112
Q_line_flow_receiving | 2 | 17 | -0.12157
Q_line_flow_receiving | 2 | 18 | -0.1085
Q_line_flow_receiving | 2 | 19 | -0.10015
Q_line_flow_receiving | 2 | 20 | -0.095573
Q_line_flow_receiving | 2 | 21 | -0.089552
Q_line_flow_receiving | 2 | 22 | -0.083101
Q_line_flow_receiving | 2 | 23 | -0.076674
Q_line_flow_receiving | 2 | 24 | -0.074327
Q_line_flow_receiving | 3 | 1 | -0.040795
Q_line_flow_receiving | 3 | 2 | -0.039116
Q_line_flow_receiving | 3 | 3 | -0.038079
Q_line_flow_receiving | 3 | 4 | -0.037567
Q_line_flow_receiving | 3 | 5 | -0.037592
Q_line_flow_receiving | 3 | 6 | -0.039303
Q_line_flow_receiving | 3 | 7 | -0.043725
Q_line_flow_receiving | 3 | 8 | -0.053231
Q_line_flow_receiving | 3 | 9 | -0.076277
Q_line_flow_receiving | 3 | 10 | -0.093092
Q_line_flow_receiving | 3 | 11 | -0.09818
Q_line_flow_receiving | 3 | 12 | -0.097852
Q_line_flow_receiving | 3 | 13 | -0.094881
Q_line_flow_receiving | 3 | 14 | -0.098774
Q_line_flow_receiving | 3 | 15 | -0.095122
Q_line_flow_receiving | 3 | 16 | -0.088763
Q_line_flow_receiving | 3 | 17 | -0.078843
Q_line_flow_receiving | 3 | 18 | -0.068108
Q_line_flow_receiving | 3 | 19 | -0.061811
Q_line_flow_receiving | 3 | 20 | -0.058816
Q_line_flow_receiving | 3 | 21 | -0.054886
Q_line_flow_receiving | 3 | 22 | -0.050123
Q_line_flow_receiving | 3 | 23 | -0.045085
Q_line_flow_receiving | 3 | 24 | -0.043085
Q_line_flow_receiving | 4 | 1 | -0.036556
Q_line_flow_receiving | 4 | 2 | -0.035109
Q_line_flow_receiving | 4 | 3 | -0.034209
Q_line_flow_receiving | 4 | 4 | -0.033785
Q_line_flow_receiving | 4 | 5 | -0.033758
Q_line_flow_receiving | 4 | 6 | -0.035238
Q_line_flow_receiving | 4 | 7 | -0.03923
Q_line_flow_receiving | 4 | 8 | -0.04802
Q_line_flow_receiving | 4 | 9 | -0.069961
Q_line_flow_receiving | 4 | 10 | -0.085801
Q_line_flow_receiving | 4 | 11 | -0.090338
Q_line_flow_receiving | 4 | 12 | -0.089866
Q_line_flow_receiving | 4 | 13 | -0.086961
Q_line_flow_receiving | 4 | 14 | -0.090689
Q_line_flow_receiving | 4 | 15 | -0.087022
Q_line_flow_receiving | 4 | 16 | -0.080743
Q_line_flow_receiving | 4 | 17 | -0.070922
Q_line_flow_receiving | 4 | 18 | -0.06046
Q_line_flow_receiving | 4 | 19 | -0.054811
Q_line_flow_receiving | 4 | 20 | -0.052152
Q_line_flow_receiving | 4 | 21 | -0.04872
Q_line_flow_receiving | 4 | 22 | -0.044569
Q_line_flow_receiving | 4 | 23 | -0.040157
Q_line_flow_receiving | 4 | 24 | -0.03846
Q_line_flow_receiving | 5 | 1 | -0.034859
Q_line_flow_receiving | 5 | 2 | -0.033508
Q_line_flow_receiving | 5 | 3 | -0.032665
Q_line_flow_receiving | 5 | 4 | -0.032276
Q_line_flow_receiving | 5 | 5 | -0.03223
Q_line_flow_receiving | 5 | 6 | -0.033614
Q_line_flow_receiving | 5 | 7 | -0.037433
Q_line_flow_receiving | 5 | 8 | -0.045945
Q_line_flow_receiving | 5 | 9 | -0.067371
Q_line_flow_receiving | 5 | 10 | -0.082755
Q_line_flow_receiving | 5 | 11 | -0.087052
Q_line_flow_receiving | 5 | 12 | -0.08654
Q_line_flow_receiving | 5 | 13 | -0.083693
Q_line_flow_receiving | 5 | 14 | -0.087321
Q_line_flow_receiving | 5 | 15 | -0.083692
Q_line_flow_receiving | 5 | 16 | -0.077479
Q_line_flow_receiving | 5 | 17 | -0.067744
Q_line_flow_receiving | 5 | 18 | -0.057419
Q_line_flow_receiving | 5 | 19 | -0.052003
Q_line_flow_receiving | 5 | 20 | -0.049464
Q_line_flow_receiving | 5 | 21 | -0.046237
Q_line_flow_receiving | 5 | 22 | -0.042335
Q_line_flow_receiving | 5 | 23 | -0.038182
Q_line_flow_receiving | 5 | 24 | -0.036606
Q_line_flow_receiving | 6 | 1 | -0.074656
Q_line_flow_receiving | 6 | 2 | -0.067676
Q_line_flow_receiving | 6 | 3 | -0.06375
Q_line_flow_receiving | 6 | 4 | -0.061315
Q_line_flow_receiving | 6 | 5 | -0.06309
Q_line_flow_receiving | 6 | 6 | -0.069638
Q_line_flow_receiving | 6 | 7 | -0.073617
Q_line_flow_receiving | 6 | 8 | -0.064462
Q_line_flow_receiving | 6 | 9 | -0.052664
Q_line_flow_receiving | 6 | 10 | -0.049847
Q_line_flow_receiving | 6 | 11 | -0.060681
Q_line_flow_receiving | 6 | 12 | -0.060454
Q_line_flow_receiving | 6 | 13 | -0.060503
Q_line_flow_receiving | 6 | 14 | -0.062657
Q_line_flow_receiving | 6 | 15 | -0.052254
Q_line_flow_receiving | 6 | 16 | -0.064408
Q_line_flow_receiving | 6 | 17 | -0.081955
Q_line_flow_receiving | 6 | 18 | -0.10606
Q_line_flow_receiving | 6 | 19 | -0.11855
Q_line_flow_receiving | 6 | 20 | -0.12283
Q_line_flow_receiving | 6 | 21 | -0.1147
Q_line_flow_receiving | 6 | 22 | -0.10405
Q_line_flow_receiving | 6 | 23 | -0.089688
Q_line_flow_receiving | 6 | 24 | -0.083005
Q_line_flow_receiving | 7 | 1 | 0.0034051
Q_line_flow_receiving | 7 | 2 | 0.0032914
Q_line_flow_receiving | 7 | 3 | 0.0032184
Q_line_flow_receiving | 7 | 4 | 0.003191
Q_line_flow_receiving | 7 | 5 | 0.003172
Q_line_flow_receiving | 7 | 6 | 0.0032901
Q_line_flow_receiving | 7 | 7 | 0.0037266
Q_line_flow_receiving | 7 | 8 | 0.0048538
Q_line_flow_receiving | 7 | 9 | 0.0075694
Q_line_flow_receiving | 7 | 10 | 0.009505
Q_line_flow_receiving | 7 | 11 | 0.0099558
Q_line_flow_receiving | 7 | 12 | 0.0099128
Q_line_flow_receiving | 7 | 13 | 0.0096319
Q_line_flow_receiving | 7 | 14 | 0.010008
Q_line_flow_receiving | 7 | 15 | 0.0096388
Q_line_flow_receiving | 7 | 16 | 0.0087525
Q_line_flow_receiving | 7 | 17 | 0.0073735
Q_line_flow_receiving | 7 | 18 | 0.0058998
Q_line_flow_receiving | 7 | 19 | 0.0051233
Q_line_flow_receiving | 7 | 20 | 0.0047808
Q_line_flow_receiving | 7 | 21 | 0.0044626
Q_line_flow_receiving | 7 | 22 | 0.0040707
Q_line_flow_receiving | 7 | 23 | 0.0036748
Q_line_flow_receiving | 7 | 24 | 0.0035301
Q_line_flow_receiving | 8 | 1 | -0.0010504
Q_line_flow_receiving | 8 | 2 | -0.0009932
Q_line_flow_receiving | 8 | 3 | -0.00095931
Q_line_flow_receiving | 8 | 4 | -0.00093773
Q_line_flow_receiving | 8 | 5 | -0.00095036
Q_line_flow_receiving | 8 | 6 | -0.0010076
Q_line_flow_receiving | 8 | 7 | -0.0011141
Q_line_flow_receiving | 8 | 8 | -0.0012922
Q_line_flow_receiving | 8 | 9 | -0.0015598
Q_line_flow_receiving | 8 | 10 | -0.0017963
Q_line_flow_receiving | 8 | 11 | -0.001931
Q_line_flow_receiving | 8 | 12 | -0.001968
Q_line_flow_receiving | 8 | 13 | -0.0019546
Q_line_flow_receiving | 8 | 14 | -0.0019925
Q_line_flow_receiving | 8 | 15 | -0.002
Q_line_flow_receiving | 8 | 16 | -0.0019825
Q_line_flow_receiving | 8 | 17 | -0.0019618
Q_line_flow_receiving | 8 | 18 | -0.0018965
Q_line_flow_receiving | 8 | 19 | -0.0017331
Q_line_flow_receiving | 8 | 20 | -0.001649
Q_line_flow_receiving | 8 | 21 | -0.0015263
Q_line_flow_receiving | 8 | 22 | -0.0013749
Q_line_flow_receiving | 8 | 23 | -0.0012207
Q_line_flow_receiving | 8 | 24 | -0.0011455
Q_line_flow_receiving | 9 | 1 | -0.020651
Q_line_flow_receiving | 9 | 2 | -0.019295
Q_line_flow_receiving | 9 | 3 | -0.018509
Q_line_flow_receiving | 9 | 4 | -0.017954
Q_line_flow_receiving | 9 | 5 | -0.018379
Q_line_flow_receiving | 9 | 6 | -0.019721
Q_line_flow_receiving | 9 | 7 | -0.023014
Q_line_flow_receiving | 9 | 8 | -0.030465
Q_line_flow_receiving | 9 | 9 | -0.036869
Q_line_flow_receiving | 9 | 10 | -0.043734
Q_line_flow_receiving | 9 | 11 | -0.047556
Q_line_flow_receiving | 9 | 12 | -0.050231
Q_line_flow_receiving | 9 | 13 | -0.052258
Q_line_flow_receiving | 9 | 14 | -0.0512
Q_line_flow_receiving | 9 | 15 | -0.054934
Q_line_flow_receiving | 9 | 16 | -0.05421
Q_line_flow_receiving | 9 | 17 | -0.053669
Q_line_flow_receiving | 9 | 18 | -0.050487
Q_line_flow_receiving | 9 | 19 | -0.041673
Q_line_flow_receiving | 9 | 20 | -0.037615
Q_line_flow_receiving | 9 | 21 | -0.034049
Q_line_flow_receiving | 9 | 22 | -0.029457
Q_line_flow_receiving | 9 | 23 | -0.025414
Q_line_flow_receiving | 9 | 24 | -0.023096
Q_line_flow_receiving | 10 | 1 | 0.0010504
Q_line_flow_receiving | 10 | 2 | 0.00099324
Q_line_flow_receiving | 10 | 3 | 0.00095935
Q_line_flow_receiving | 10 | 4 | 0.00093776
Q_line_flow_receiving | 10 | 5 | 0.0009504
Q_line_flow_receiving | 10 | 6 | 0.0010076
Q_line_flow_receiving | 10 | 7 | 0.0011141
Q_line_flow_receiving | 10 | 8 | 0.0012923
Q_line_flow_receiving | 10 | 9 | 0.0015599
Q_line_flow_receiving | 10 | 10 | 0.0017964
Q_line_flow_receiving | 10 | 11 | 0.0019311
Q_line_flow_receiving | 10 | 12 | 0.0019681
Q_line_flow_receiving | 10 | 13 | 0.0019547
Q_line_flow_receiving | 10 | 14 | 0.0019926
Q_line_flow_receiving | 10 | 15 | 0.0020002
Q_line_flow_receiving | 10 | 16 | 0.0019827
Q_line_flow_receiving | 10 | 17 | 0.0019619
Q_line_flow_receiving | 10 | 18 | 0.0018966
Q_line_flow_receiving | 10 | 19 | 0.0017332
Q_line_flow_receiving | 10 | 20 | 0.0016491
Q_line_flow_receiving | 10 | 21 | 0.0015264
Q_line_flow_receiving | 10 | 22 | 0.001375
Q_line_flow_receiving | 10 | 23 | 0.0012208
Q_line_flow_receiving | 10 | 24 | 0.0011455
Q_line_flow_receiving | 11 | 1 | 0.0026263
Q_line_flow_receiving | 11 | 2 | 0.0024833
Q_line_flow_receiving | 11 | 3 | 0.0023986
Q_line_flow_receiving | 11 | 4 | 0.0023446
Q_line_flow_receiving | 11 | 5 | 0.0023762
Q_line_flow_receiving | 11 | 6 | 0.0025192
Q_line_flow_receiving | 11 | 7 | 0.0027856
Q_line_flow_receiving | 11 | 8 | 0.003231
Q_line_flow_receiving | 11 | 9 | 0.0039003
Q_line_flow_receiving | 11 | 10 | 0.0044917
Q_line_flow_receiving | 11 | 11 | 0.0048286
Q_line_flow_receiving | 11 | 12 | 0.0049211
Q_line_flow_receiving | 11 | 13 | 0.0048876
Q_line_flow_receiving | 11 | 14 | 0.0049824
Q_line_flow_receiving | 11 | 15 | 0.0050012
Q_line_flow_receiving | 11 | 16 | 0.0049575
Q_line_flow_receiving | 11 | 17 | 0.0049056
Q_line_flow_receiving | 11 | 18 | 0.0047423
Q_line_flow_receiving | 11 | 19 | 0.0043338
Q_line_flow_receiving | 11 | 20 | 0.0041234
Q_line_flow_receiving | 11 | 21 | 0.0038165
Q_line_flow_receiving | 11 | 22 | 0.003438
Q_line_flow_receiving | 11 | 23 | 0.0030523
Q_line_flow_receiving | 11 | 24 | 0.0028641
Q_line_flow_receiving | 12 | 1 | -0.012941
Q_line_flow_receiving | 12 | 2 | -0.012232
Q_line_flow_receiving | 12 | 3 | -0.011813
Q_line_flow_receiving | 12 | 4 | -0.011546
Q_line_flow_receiving | 12 | 5 | -0.011702
Q_line_flow_receiving | 12 | 6 | -0.01241
Q_line_flow_receiving | 12 | 7 | -0.01373
Q_line_flow_receiving | 12 | 8 | -0.015941
Q_line_flow_receiving | 12 | 9 | -0.01927
Q_line_flow_receiving | 12 | 10 | -0.022219
Q_line_flow_receiving | 12 | 11 | -0.023904
Q_line_flow_receiving | 12 | 12 | -0.024366
Q_line_flow_receiving | 12 | 13 | -0.024197
Q_line_flow_receiving | 12 | 14 | -0.024673
Q_line_flow_receiving | 12 | 15 | -0.024765
Q_line_flow_receiving | 12 | 16 | -0.024548
Q_line_flow_receiving | 12 | 17 | -0.02429
Q_line_flow_receiving | 12 | 18 | -0.023476
Q_line_flow_receiving | 12 | 19 | -0.021437
Q_line_flow_receiving | 12 | 20 | -0.020387
Q_line_flow_receiving | 12 | 21 | -0.018856
Q_line_flow_receiving | 12 | 22 | -0.016972
Q_line_flow_receiving | 12 | 23 | -0.015054
Q_line_flow_receiving | 12 | 24 | -0.01412
Q_line_flow_receiving | 13 | 1 | -0.01107
Q_line_flow_receiving | 13 | 2 | -0.010466
Q_line_flow_receiving | 13 | 3 | -0.010107
Q_line_flow_receiving | 13 | 4 | -0.009879
Q_line_flow_receiving | 13 | 5 | -0.010013
Q_line_flow_receiving | 13 | 6 | -0.010618
Q_line_flow_receiving | 13 | 7 | -0.011745
Q_line_flow_receiving | 13 | 8 | -0.013631
Q_line_flow_receiving | 13 | 9 | -0.01647
Q_line_flow_receiving | 13 | 10 | -0.018982
Q_line_flow_receiving | 13 | 11 | -0.020416
Q_line_flow_receiving | 13 | 12 | -0.020809
Q_line_flow_receiving | 13 | 13 | -0.020666
Q_line_flow_receiving | 13 | 14 | -0.021071
Q_line_flow_receiving | 13 | 15 | -0.021149
Q_line_flow_receiving | 13 | 16 | -0.020964
Q_line_flow_receiving | 13 | 17 | -0.020744
Q_line_flow_receiving | 13 | 18 | -0.020051
Q_line_flow_receiving | 13 | 19 | -0.018314
Q_line_flow_receiving | 13 | 20 | -0.01742
Q_line_flow_receiving | 13 | 21 | -0.016116
Q_line_flow_receiving | 13 | 22 | -0.014509
Q_line_flow_receiving | 13 | 23 | -0.012874
Q_line_flow_receiving | 13 | 24 | -0.012077
Q_line_flow_receiving | 14 | 1 | -0.0068568
Q_line_flow_receiving | 14 | 2 | -0.006482
Q_line_flow_receiving | 14 | 3 | -0.0062599
Q_line_flow_receiving | 14 | 4 | -0.0061185
Q_line_flow_receiving | 14 | 5 | -0.0062013
Q_line_flow_receiving | 14 | 6 | -0.0065761
Q_line_flow_receiving | 14 | 7 | -0.0072746
Q_line_flow_receiving | 14 | 8 | -0.0084436
Q_line_flow_receiving | 14 | 9 | -0.010204
Q_line_flow_receiving | 14 | 10 | -0.011761
Q_line_flow_receiving | 14 | 11 | -0.012651
Q_line_flow_receiving | 14 | 12 | -0.012895
Q_line_flow_receiving | 14 | 13 | -0.012806
Q_line_flow_receiving | 14 | 14 | -0.013057
Q_line_flow_receiving | 14 | 15 | -0.013106
Q_line_flow_receiving | 14 | 16 | -0.012991
Q_line_flow_receiving | 14 | 17 | -0.012855
Q_line_flow_receiving | 14 | 18 | -0.012425
Q_line_flow_receiving | 14 | 19 | -0.011347
Q_line_flow_receiving | 14 | 20 | -0.010793
Q_line_flow_receiving | 14 | 21 | -0.0099843
Q_line_flow_receiving | 14 | 22 | -0.0089884
Q_line_flow_receiving | 14 | 23 | -0.0079748
Q_line_flow_receiving | 14 | 24 | -0.0074807
Q_line_flow_receiving | 15 | 1 | -0.0063229
Q_line_flow_receiving | 15 | 2 | -0.0059776
Q_line_flow_receiving | 15 | 3 | -0.005773
Q_line_flow_receiving | 15 | 4 | -0.0056427
Q_line_flow_receiving | 15 | 5 | -0.005719
Q_line_flow_receiving | 15 | 6 | -0.0060643
Q_line_flow_receiving | 15 | 7 | -0.0067077
Q_line_flow_receiving | 15 | 8 | -0.0077843
Q_line_flow_receiving | 15 | 9 | -0.0094044
Q_line_flow_receiving | 15 | 10 | -0.010838
Q_line_flow_receiving | 15 | 11 | -0.011656
Q_line_flow_receiving | 15 | 12 | -0.01188
Q_line_flow_receiving | 15 | 13 | -0.011798
Q_line_flow_receiving | 15 | 14 | -0.012029
Q_line_flow_receiving | 15 | 15 | -0.012074
Q_line_flow_receiving | 15 | 16 | -0.011969
Q_line_flow_receiving | 15 | 17 | -0.011843
Q_line_flow_receiving | 15 | 18 | -0.011447
Q_line_flow_receiving | 15 | 19 | -0.010456
Q_line_flow_receiving | 15 | 20 | -0.0099465
Q_line_flow_receiving | 15 | 21 | -0.0092023
Q_line_flow_receiving | 15 | 22 | -0.0082857
Q_line_flow_receiving | 15 | 23 | -0.0073525
Q_line_flow_receiving | 15 | 24 | -0.0068975
Q_line_flow_receiving | 16 | 1 | -0.0052554
Q_line_flow_receiving | 16 | 2 | -0.0049691
Q_line_flow_receiving | 16 | 3 | -0.0047995
Q_line_flow_receiving | 16 | 4 | -0.0046914
Q_line_flow_receiving | 16 | 5 | -0.0047547
Q_line_flow_receiving | 16 | 6 | -0.0050411
Q_line_flow_receiving | 16 | 7 | -0.0055744
Q_line_flow_receiving | 16 | 8 | -0.0064663
Q_line_flow_receiving | 16 | 9 | -0.0078069
Q_line_flow_receiving | 16 | 10 | -0.0089916
Q_line_flow_receiving | 16 | 11 | -0.0096668
Q_line_flow_receiving | 16 | 12 | -0.0098522
Q_line_flow_receiving | 16 | 13 | -0.009785
Q_line_flow_receiving | 16 | 14 | -0.0099751
Q_line_flow_receiving | 16 | 15 | -0.010013
Q_line_flow_receiving | 16 | 16 | -0.0099251
Q_line_flow_receiving | 16 | 17 | -0.0098212
Q_line_flow_receiving | 16 | 18 | -0.0094941
Q_line_flow_receiving | 16 | 19 | -0.0086755
Q_line_flow_receiving | 16 | 20 | -0.008254
Q_line_flow_receiving | 16 | 21 | -0.007639
Q_line_flow_receiving | 16 | 22 | -0.0068809
Q_line_flow_receiving | 16 | 23 | -0.0061085
Q_line_flow_receiving | 16 | 24 | -0.0057316
Q_line_flow_receiving | 17 | 1 | -0.004202
Q_line_flow_receiving | 17 | 2 | -0.0039732
Q_line_flow_receiving | 17 | 3 | -0.0038377
Q_line_flow_receiving | 17 | 4 | -0.0037513
Q_line_flow_receiving | 17 | 5 | -0.0038018
Q_line_flow_receiving | 17 | 6 | -0.0040307
Q_line_flow_receiving | 17 | 7 | -0.0044569
Q_line_flow_receiving | 17 | 8 | -0.0051695
Q_line_flow_receiving | 17 | 9 | -0.0062404
Q_line_flow_receiving | 17 | 10 | -0.0071864
Q_line_flow_receiving | 17 | 11 | -0.0077254
Q_line_flow_receiving | 17 | 12 | -0.0078735
Q_line_flow_receiving | 17 | 13 | -0.0078199
Q_line_flow_receiving | 17 | 14 | -0.0079717
Q_line_flow_receiving | 17 | 15 | -0.0080017
Q_line_flow_receiving | 17 | 16 | -0.0079318
Q_line_flow_receiving | 17 | 17 | -0.0078487
Q_line_flow_receiving | 17 | 18 | -0.0075875
Q_line_flow_receiving | 17 | 19 | -0.0069338
Q_line_flow_receiving | 17 | 20 | -0.0065973
Q_line_flow_receiving | 17 | 21 | -0.0061062
Q_line_flow_receiving | 17 | 22 | -0.0055006
Q_line_flow_receiving | 17 | 23 | -0.0048836
Q_line_flow_receiving | 17 | 24 | -0.0045825
Q_line_flow_receiving | 18 | 1 | -0.034734
Q_line_flow_receiving | 18 | 2 | -0.032932
Q_line_flow_receiving | 18 | 3 | -0.031855
Q_line_flow_receiving | 18 | 4 | -0.031211
Q_line_flow_receiving | 18 | 5 | -0.031515
Q_line_flow_receiving | 18 | 6 | -0.033322
Q_line_flow_receiving | 18 | 7 | -0.036128
Q_line_flow_receiving | 18 | 8 | -0.039461
Q_line_flow_receiving | 18 | 9 | -0.047976
Q_line_flow_receiving | 18 | 10 | -0.054666
Q_line_flow_receiving | 18 | 11 | -0.058503
Q_line_flow_receiving | 18 | 12 | -0.058443
Q_line_flow_receiving | 18 | 13 | -0.056443
Q_line_flow_receiving | 18 | 14 | -0.058961
Q_line_flow_receiving | 18 | 15 | -0.056818
Q_line_flow_receiving | 18 | 16 | -0.056349
Q_line_flow_receiving | 18 | 17 | -0.055598
Q_line_flow_receiving | 18 | 18 | -0.054624
Q_line_flow_receiving | 18 | 19 | -0.053047
Q_line_flow_receiving | 18 | 20 | -0.051915
Q_line_flow_receiving | 18 | 21 | -0.048415
Q_line_flow_receiving | 18 | 22 | -0.04428
Q_line_flow_receiving | 18 | 23 | -0.039615
Q_line_flow_receiving | 18 | 24 | -0.037611
Q_line_flow_receiving | 19 | 1 | -0.032155
Q_line_flow_receiving | 19 | 2 | -0.030515
Q_line_flow_receiving | 19 | 3 | -0.029534
Q_line_flow_receiving | 19 | 4 | -0.028948
Q_line_flow_receiving | 19 | 5 | -0.029219
Q_line_flow_receiving | 19 | 6 | -0.030866
Q_line_flow_receiving | 19 | 7 | -0.033458
Q_line_flow_receiving | 19 | 8 | -0.036596
Q_line_flow_receiving | 19 | 9 | -0.044611
Q_line_flow_receiving | 19 | 10 | -0.050832
Q_line_flow_receiving | 19 | 11 | -0.054363
Q_line_flow_receiving | 19 | 12 | -0.054247
Q_line_flow_receiving | 19 | 13 | -0.052299
Q_line_flow_receiving | 19 | 14 | -0.054714
Q_line_flow_receiving | 19 | 15 | -0.052575
Q_line_flow_receiving | 19 | 16 | -0.052149
Q_line_flow_receiving | 19 | 17 | -0.0514
Q_line_flow_receiving | 19 | 18 | -0.050409
Q_line_flow_receiving | 19 | 19 | -0.048887
Q_line_flow_receiving | 19 | 20 | -0.047796
Q_line_flow_receiving | 19 | 21 | -0.044607
Q_line_flow_receiving | 19 | 22 | -0.040833
Q_line_flow_receiving | 19 | 23 | -0.036585
Q_line_flow_receiving | 19 | 24 | -0.034761
Q_line_flow_receiving | 20 | 1 | -0.029908
Q_line_flow_receiving | 20 | 2 | -0.028397
Q_line_flow_receiving | 20 | 3 | -0.027492
Q_line_flow_receiving | 20 | 4 | -0.026954
Q_line_flow_receiving | 20 | 5 | -0.027198
Q_line_flow_receiving | 20 | 6 | -0.028716
Q_line_flow_receiving | 20 | 7 | -0.031503
Q_line_flow_receiving | 20 | 8 | -0.035928
Q_line_flow_receiving | 20 | 9 | -0.045318
Q_line_flow_receiving | 20 | 10 | -0.052751
Q_line_flow_receiving | 20 | 11 | -0.056326
Q_line_flow_receiving | 20 | 12 | -0.056597
Q_line_flow_receiving | 20 | 13 | -0.055208
Q_line_flow_receiving | 20 | 14 | -0.057174
Q_line_flow_receiving | 20 | 15 | -0.055813
Q_line_flow_receiving | 20 | 16 | -0.054515
Q_line_flow_receiving | 20 | 17 | -0.052544
Q_line_flow_receiving | 20 | 18 | -0.049951
Q_line_flow_receiving | 20 | 19 | -0.046844
Q_line_flow_receiving | 20 | 20 | -0.045146
Q_line_flow_receiving | 20 | 21 | -0.041992
Q_line_flow_receiving | 20 | 22 | -0.03819
Q_line_flow_receiving | 20 | 23 | -0.03411
Q_line_flow_receiving | 20 | 24 | -0.032299
Q_line_flow_receiving | 21 | 1 | -0.01978
Q_line_flow_receiving | 21 | 2 | -0.018684
Q_line_flow_receiving | 21 | 3 | -0.018036
Q_line_flow_receiving | 21 | 4 | -0.017623
Q_line_flow_receiving | 21 | 5 | -0.017865
Q_line_flow_receiving | 21 | 6 | -0.018959
Q_line_flow_receiving | 21 | 7 | -0.020539
Q_line_flow_receiving | 21 | 8 | -0.022178
Q_line_flow_receiving | 21 | 9 | -0.025246
Q_line_flow_receiving | 21 | 10 | -0.028001
Q_line_flow_receiving | 21 | 11 | -0.030229
Q_line_flow_receiving | 21 | 12 | -0.03048
Q_line_flow_receiving | 21 | 13 | -0.029718
Q_line_flow_receiving | 21 | 14 | -0.030786
Q_line_flow_receiving | 21 | 15 | -0.030171
Q_line_flow_receiving | 21 | 16 | -0.030736
Q_line_flow_receiving | 21 | 17 | -0.031624
Q_line_flow_receiving | 21 | 18 | -0.032179
Q_line_flow_receiving | 21 | 19 | -0.031082
Q_line_flow_receiving | 21 | 20 | -0.030308
Q_line_flow_receiving | 21 | 21 | -0.028194
Q_line_flow_receiving | 21 | 22 | -0.025666
Q_line_flow_receiving | 21 | 23 | -0.022887
Q_line_flow_receiving | 21 | 24 | -0.021607
Q_line_flow_receiving | 22 | 1 | -0.026917
Q_line_flow_receiving | 22 | 2 | -0.026865
Q_line_flow_receiving | 22 | 3 | -0.026732
Q_line_flow_receiving | 22 | 4 | -0.026598
Q_line_flow_receiving | 22 | 5 | -0.02652
Q_line_flow_receiving | 22 | 6 | -0.026792
Q_line_flow_receiving | 22 | 7 | -0.028082
Q_line_flow_receiving | 22 | 8 | -0.030802
Q_line_flow_receiving | 22 | 9 | -0.03702
Q_line_flow_receiving | 22 | 10 | -0.038934
Q_line_flow_receiving | 22 | 11 | -0.039006
Q_line_flow_receiving | 22 | 12 | -0.038221
Q_line_flow_receiving | 22 | 13 | -0.033828
Q_line_flow_receiving | 22 | 14 | -0.037353
Q_line_flow_receiving | 22 | 15 | -0.038062
Q_line_flow_receiving | 22 | 16 | -0.038235
Q_line_flow_receiving | 22 | 17 | -0.03865
Q_line_flow_receiving | 22 | 18 | -0.036446
Q_line_flow_receiving | 22 | 19 | -0.034694
Q_line_flow_receiving | 22 | 20 | -0.033276
Q_line_flow_receiving | 22 | 21 | -0.031447
Q_line_flow_receiving | 22 | 22 | -0.030073
Q_line_flow_receiving | 22 | 23 | -0.029007
Q_line_flow_receiving | 22 | 24 | -0.028813
Q_line_flow_receiving | 23 | 1 | -0.024148
Q_line_flow_receiving | 23 | 2 | -0.024238
Q_line_flow_receiving | 23 | 3 | -0.02419
Q_line_flow_receiving | 23 | 4 | -0.024111
Q_line_flow_receiving | 23 | 5 | -0.024003
Q_line_flow_receiving | 23 | 6 | -0.024131
Q_line_flow_receiving | 23 | 7 | -0.025558
Q_line_flow_receiving | 23 | 8 | -0.02942
Q_line_flow_receiving | 23 | 9 | -0.036795
Q_line_flow_receiving | 23 | 10 | -0.039774
Q_line_flow_receiving | 23 | 11 | -0.039854
Q_line_flow_receiving | 23 | 12 | -0.039434
Q_line_flow_receiving | 23 | 13 | -0.035645
Q_line_flow_receiving | 23 | 14 | -0.03868
Q_line_flow_receiving | 23 | 15 | -0.040098
Q_line_flow_receiving | 23 | 16 | -0.039433
Q_line_flow_receiving | 23 | 17 | -0.038668
Q_line_flow_receiving | 23 | 18 | -0.034991
Q_line_flow_receiving | 23 | 19 | -0.03182
Q_line_flow_receiving | 23 | 20 | -0.029876
Q_line_flow_receiving | 23 | 21 | -0.028134
Q_line_flow_receiving | 23 | 22 | -0.026793
Q_line_flow_receiving | 23 | 23 | -0.025943
Q_line_flow_receiving | 23 | 24 | -0.025786
Q_line_flow_receiving | 24 | 1 | -0.012057
Q_line_flow_receiving | 24 | 2 | -0.012101
Q_line_flow_receiving | 24 | 3 | -0.012077
Q_line_flow_receiving | 24 | 4 | -0.012038
Q_line_flow_receiving | 24 | 5 | -0.011984
Q_line_flow_receiving | 24 | 6 | -0.012048
Q_line_flow_receiving | 24 | 7 | -0.012759
Q_line_flow_receiving | 24 | 8 | -0.014684
Q_line_flow_receiving | 24 | 9 | -0.018356
Q_line_flow_receiving | 24 | 10 | -0.019839
Q_line_flow_receiving | 24 | 11 | -0.019879
Q_line_flow_receiving | 24 | 12 | -0.01967
Q_line_flow_receiving | 24 | 13 | -0.017784
Q_line_flow_receiving | 24 | 14 | -0.019294
Q_line_flow_receiving | 24 | 15 | -0.02
Q_line_flow_receiving | 24 | 16 | -0.019669
Q_line_flow_receiving | 24 | 17 | -0.019288
Q_line_flow_receiving | 24 | 18 | -0.017458
Q_line_flow_receiving | 24 | 19 | -0.015879
Q_line_flow_receiving | 24 | 20 | -0.014911
Q_line_flow_receiving | 24 | 21 | -0.014043
Q_line_flow_receiving | 24 | 22 | -0.013375
Q_line_flow_receiving | 24 | 23 | -0.012951
Q_line_flow_receiving | 24 | 24 | -0.012873
Q_line_flow_receiving | 25 | 1 | -0.033793
Q_line_flow_receiving | 25 | 2 | -0.0325
Q_line_flow_receiving | 25 | 3 | -0.031692
Q_line_flow_receiving | 25 | 4 | -0.031325
Q_line_flow_receiving | 25 | 5 | -0.031266
Q_line_flow_receiving | 25 | 6 | -0.032592
Q_line_flow_receiving | 25 | 7 | -0.036303
Q_line_flow_receiving | 25 | 8 | -0.044635
Q_line_flow_receiving | 25 | 9 | -0.065778
Q_line_flow_receiving | 25 | 10 | -0.080911
Q_line_flow_receiving | 25 | 11 | -0.085068
Q_line_flow_receiving | 25 | 12 | -0.084521
Q_line_flow_receiving | 25 | 13 | -0.081693
Q_line_flow_receiving | 25 | 14 | -0.085278
Q_line_flow_receiving | 25 | 15 | -0.081647
Q_line_flow_receiving | 25 | 16 | -0.075457
Q_line_flow_receiving | 25 | 17 | -0.065752
Q_line_flow_receiving | 25 | 18 | -0.055498
Q_line_flow_receiving | 25 | 19 | -0.050244
Q_line_flow_receiving | 25 | 20 | -0.047788
Q_line_flow_receiving | 25 | 21 | -0.044686
Q_line_flow_receiving | 25 | 22 | -0.040938
Q_line_flow_receiving | 25 | 23 | -0.036943
Q_line_flow_receiving | 25 | 24 | -0.035443
Q_line_flow_receiving | 26 | 1 | -0.032461
Q_line_flow_receiving | 26 | 2 | -0.031241
Q_line_flow_receiving | 26 | 3 | -0.030476
Q_line_flow_receiving | 26 | 4 | -0.030136
Q_line_flow_receiving | 26 | 5 | -0.030062
Q_line_flow_receiving | 26 | 6 | -0.031315
Q_line_flow_receiving | 26 | 7 | -0.034891
Q_line_flow_receiving | 26 | 8 | -0.042998
Q_line_flow_receiving | 26 | 9 | -0.063786
Q_line_flow_receiving | 26 | 10 | -0.078605
Q_line_flow_receiving | 26 | 11 | -0.082587
Q_line_flow_receiving | 26 | 12 | -0.081997
Q_line_flow_receiving | 26 | 13 | -0.079191
Q_line_flow_receiving | 26 | 14 | -0.082721
Q_line_flow_receiving | 26 | 15 | -0.079088
Q_line_flow_receiving | 26 | 16 | -0.072929
Q_line_flow_receiving | 26 | 17 | -0.063261
Q_line_flow_receiving | 26 | 18 | -0.053097
Q_line_flow_receiving | 26 | 19 | -0.048045
Q_line_flow_receiving | 26 | 20 | -0.045694
Q_line_flow_receiving | 26 | 21 | -0.042749
Q_line_flow_receiving | 26 | 22 | -0.039193
Q_line_flow_receiving | 26 | 23 | -0.035395
Q_line_flow_receiving | 26 | 24 | -0.03399
Q_line_flow_receiving | 27 | 1 | -0.03104
Q_line_flow_receiving | 27 | 2 | -0.0299
Q_line_flow_receiving | 27 | 3 | -0.029182
Q_line_flow_receiving | 27 | 4 | -0.028872
Q_line_flow_receiving | 27 | 5 | -0.028782
Q_line_flow_receiving | 27 | 6 | -0.029955
Q_line_flow_receiving | 27 | 7 | -0.033387
Q_line_flow_receiving | 27 | 8 | -0.041259
Q_line_flow_receiving | 27 | 9 | -0.061588
Q_line_flow_receiving | 27 | 10 | -0.075997
Q_line_flow_receiving | 27 | 11 | -0.079774
Q_line_flow_receiving | 27 | 12 | -0.07915
Q_line_flow_receiving | 27 | 13 | -0.076394
Q_line_flow_receiving | 27 | 14 | -0.079838
Q_line_flow_receiving | 27 | 15 | -0.076236
Q_line_flow_receiving | 27 | 16 | -0.070152
Q_line_flow_receiving | 27 | 17 | -0.060584
Q_line_flow_receiving | 27 | 18 | -0.050559
Q_line_flow_receiving | 27 | 19 | -0.045706
Q_line_flow_receiving | 27 | 20 | -0.043453
Q_line_flow_receiving | 27 | 21 | -0.040678
Q_line_flow_receiving | 27 | 22 | -0.037327
Q_line_flow_receiving | 27 | 23 | -0.033744
Q_line_flow_receiving | 27 | 24 | -0.032439
Q_line_flow_receiving | 28 | 1 | -0.02992
Q_line_flow_receiving | 28 | 2 | -0.028842
Q_line_flow_receiving | 28 | 3 | -0.028161
Q_line_flow_receiving | 28 | 4 | -0.027874
Q_line_flow_receiving | 28 | 5 | -0.027772
Q_line_flow_receiving | 28 | 6 | -0.028882
Q_line_flow_receiving | 28 | 7 | -0.032201
Q_line_flow_receiving | 28 | 8 | -0.039885
Q_line_flow_receiving | 28 | 9 | -0.059857
Q_line_flow_receiving | 28 | 10 | -0.073946
Q_line_flow_receiving | 28 | 11 | -0.077562
Q_line_flow_receiving | 28 | 12 | -0.076909
Q_line_flow_receiving | 28 | 13 | -0.074186
Q_line_flow_receiving | 28 | 14 | -0.077568
Q_line_flow_receiving | 28 | 15 | -0.073983
Q_line_flow_receiving | 28 | 16 | -0.067958
Q_line_flow_receiving | 28 | 17 | -0.058466
Q_line_flow_receiving | 28 | 18 | -0.048551
Q_line_flow_receiving | 28 | 19 | -0.043862
Q_line_flow_receiving | 28 | 20 | -0.04169
Q_line_flow_receiving | 28 | 21 | -0.039048
Q_line_flow_receiving | 28 | 22 | -0.035858
Q_line_flow_receiving | 28 | 23 | -0.032444
Q_line_flow_receiving | 28 | 24 | -0.031217
Q_line_flow_receiving | 29 | 1 | -0.026225
Q_line_flow_receiving | 29 | 2 | -0.025349
Q_line_flow_receiving | 29 | 3 | -0.024788
Q_line_flow_receiving | 29 | 4 | -0.024576
Q_line_flow_receiving | 29 | 5 | -0.02443
Q_line_flow_receiving | 29 | 6 | -0.025339
Q_line_flow_receiving | 29 | 7 | -0.028702
Q_line_flow_receiving | 29 | 8 | -0.037387
Q_line_flow_receiving | 29 | 9 | -0.058316
Q_line_flow_receiving | 29 | 10 | -0.073239
Q_line_flow_receiving | 29 | 11 | -0.076715
Q_line_flow_receiving | 29 | 12 | -0.076383
Q_line_flow_receiving | 29 | 13 | -0.074217
Q_line_flow_receiving | 29 | 14 | -0.077115
Q_line_flow_receiving | 29 | 15 | -0.07427
Q_line_flow_receiving | 29 | 16 | -0.067437
Q_line_flow_receiving | 29 | 17 | -0.056806
Q_line_flow_receiving | 29 | 18 | -0.045447
Q_line_flow_receiving | 29 | 19 | -0.039464
Q_line_flow_receiving | 29 | 20 | -0.036825
Q_line_flow_receiving | 29 | 21 | -0.034373
Q_line_flow_receiving | 29 | 22 | -0.031354
Q_line_flow_receiving | 29 | 23 | -0.028303
Q_line_flow_receiving | 29 | 24 | -0.027188
Q_line_flow_receiving | 30 | 1 | -0.0057886
Q_line_flow_receiving | 30 | 2 | -0.0055953
Q_line_flow_receiving | 30 | 3 | -0.0054713
Q_line_flow_receiving | 30 | 4 | -0.0054247
Q_line_flow_receiving | 30 | 5 | -0.0053924
Q_line_flow_receiving | 30 | 6 | -0.0055931
Q_line_flow_receiving | 30 | 7 | -0.0063351
Q_line_flow_receiving | 30 | 8 | -0.0082514
Q_line_flow_receiving | 30 | 9 | -0.012868
Q_line_flow_receiving | 30 | 10 | -0.016159
Q_line_flow_receiving | 30 | 11 | -0.016925
Q_line_flow_receiving | 30 | 12 | -0.016852
Q_line_flow_receiving | 30 | 13 | -0.016374
Q_line_flow_receiving | 30 | 14 | -0.017013
Q_line_flow_receiving | 30 | 15 | -0.016386
Q_line_flow_receiving | 30 | 16 | -0.014879
Q_line_flow_receiving | 30 | 17 | -0.012535
Q_line_flow_receiving | 30 | 18 | -0.01003
Q_line_flow_receiving | 30 | 19 | -0.0087095
Q_line_flow_receiving | 30 | 20 | -0.0081274
Q_line_flow_receiving | 30 | 21 | -0.0075864
Q_line_flow_receiving | 30 | 22 | -0.0069202
Q_line_flow_receiving | 30 | 23 | -0.0062471
Q_line_flow_receiving | 30 | 24 | -0.0060011
Q_line_flow_receiving | 31 | 1 | -0.0034042
Q_line_flow_receiving | 31 | 2 | -0.0032905
Q_line_flow_receiving | 31 | 3 | -0.0032177
Q_line_flow_receiving | 31 | 4 | -0.0031902
Q_line_flow_receiving | 31 | 5 | -0.0031713
Q_line_flow_receiving | 31 | 6 | -0.0032892
Q_line_flow_receiving | 31 | 7 | -0.0037255
Q_line_flow_receiving | 31 | 8 | -0.004852
Q_line_flow_receiving | 31 | 9 | -0.0075651
Q_line_flow_receiving | 31 | 10 | -0.0094981
Q_line_flow_receiving | 31 | 11 | -0.0099482
Q_line_flow_receiving | 31 | 12 | -0.0099053
Q_line_flow_receiving | 31 | 13 | -0.0096248
Q_line_flow_receiving | 31 | 14 | -0.01
Q_line_flow_receiving | 31 | 15 | -0.0096317
Q_line_flow_receiving | 31 | 16 | -0.0087467
Q_line_flow_receiving | 31 | 17 | -0.0073694
Q_line_flow_receiving | 31 | 18 | -0.0058971
Q_line_flow_receiving | 31 | 19 | -0.0051213
Q_line_flow_receiving | 31 | 20 | -0.0047791
Q_line_flow_receiving | 31 | 21 | -0.004461
Q_line_flow_receiving | 31 | 22 | -0.0040695
Q_line_flow_receiving | 31 | 23 | -0.0036738
Q_line_flow_receiving | 31 | 24 | -0.0035291
Q_line_flow_receiving | 32 | 1 | -0.026093
Q_line_flow_receiving | 32 | 2 | -0.016209
Q_line_flow_receiving | 32 | 3 | -0.010982
Q_line_flow_receiving | 32 | 4 | -0.0061994
Q_line_flow_receiving | 32 | 5 | -0.012099
Q_line_flow_receiving | 32 | 6 | -0.021254
Q_line_flow_receiving | 32 | 7 | -0.017908
Q_line_flow_receiving | 32 | 8 | 0.024375
Q_line_flow_receiving | 32 | 9 | 0.17374
Q_line_flow_receiving | 32 | 10 | 0.26257
Q_line_flow_receiving | 32 | 11 | 0.25503
Q_line_flow_receiving | 32 | 12 | 0.23912
Q_line_flow_receiving | 32 | 13 | 0.21478
Q_line_flow_receiving | 32 | 14 | 0.23767
Q_line_flow_receiving | 32 | 15 | 0.20854
Q_line_flow_receiving | 32 | 16 | 0.13835
Q_line_flow_receiving | 32 | 17 | 0.028358
Q_line_flow_receiving | 32 | 18 | -0.079613
Q_line_flow_receiving | 32 | 19 | -0.097698
Q_line_flow_receiving | 32 | 20 | -0.10245
Q_line_flow_receiving | 32 | 21 | -0.090641
Q_line_flow_receiving | 32 | 22 | -0.074936
Q_line_flow_receiving | 32 | 23 | -0.057449
Q_line_flow_receiving | 32 | 24 | -0.044761
Q_line_flow_receiving | 33 | 1 | -0.0078602
Q_line_flow_receiving | 33 | 2 | -0.0075756
Q_line_flow_receiving | 33 | 3 | -0.0073958
Q_line_flow_receiving | 33 | 4 | -0.0073193
Q_line_flow_receiving | 33 | 5 | -0.0072941
Q_line_flow_receiving | 33 | 6 | -0.0075874
Q_line_flow_receiving | 33 | 7 | -0.0085668
Q_line_flow_receiving | 33 | 8 | -0.010999
Q_line_flow_receiving | 33 | 9 | -0.016696
Q_line_flow_receiving | 33 | 10 | -0.020801
Q_line_flow_receiving | 33 | 11 | -0.021837
Q_line_flow_receiving | 33 | 12 | -0.021788
Q_line_flow_receiving | 33 | 13 | -0.021213
Q_line_flow_receiving | 33 | 14 | -0.022002
Q_line_flow_receiving | 33 | 15 | -0.021272
Q_line_flow_receiving | 33 | 16 | -0.019484
Q_line_flow_receiving | 33 | 17 | -0.016707
Q_line_flow_receiving | 33 | 18 | -0.013695
Q_line_flow_receiving | 33 | 19 | -0.011979
Q_line_flow_receiving | 33 | 20 | -0.01121
Q_line_flow_receiving | 33 | 21 | -0.010451
Q_line_flow_receiving | 33 | 22 | -0.009516
Q_line_flow_receiving | 33 | 23 | -0.00857
Q_line_flow_receiving | 33 | 24 | -0.0082053
Q_line_flow_receiving | 34 | 1 | -0.029814
Q_line_flow_receiving | 34 | 2 | -0.028042
Q_line_flow_receiving | 34 | 3 | -0.027002
Q_line_flow_receiving | 34 | 4 | -0.026303
Q_line_flow_receiving | 34 | 5 | -0.026781
Q_line_flow_receiving | 34 | 6 | -0.028546
Q_line_flow_receiving | 34 | 7 | -0.031047
Q_line_flow_receiving | 34 | 8 | -0.03364
Q_line_flow_receiving | 34 | 9 | -0.035917
Q_line_flow_receiving | 34 | 10 | -0.038827
Q_line_flow_receiving | 34 | 11 | -0.042371
Q_line_flow_receiving | 34 | 12 | -0.043361
Q_line_flow_receiving | 34 | 13 | -0.043003
Q_line_flow_receiving | 34 | 14 | -0.043892
Q_line_flow_receiving | 34 | 15 | -0.044223
Q_line_flow_receiving | 34 | 16 | -0.046205
Q_line_flow_receiving | 34 | 17 | -0.049349
Q_line_flow_receiving | 34 | 18 | -0.051467
Q_line_flow_receiving | 34 | 19 | -0.048878
Q_line_flow_receiving | 34 | 20 | -0.047257
Q_line_flow_receiving | 34 | 21 | -0.043788
Q_line_flow_receiving | 34 | 22 | -0.039569
Q_line_flow_receiving | 34 | 23 | -0.035107
Q_line_flow_receiving | 34 | 24 | -0.032891
Q_line_flow_receiving | 35 | 1 | 0.017679
Q_line_flow_receiving | 35 | 2 | 0.016698
Q_line_flow_receiving | 35 | 3 | 0.016117
Q_line_flow_receiving | 35 | 4 | 0.015748
Q_line_flow_receiving | 35 | 5 | 0.015964
Q_line_flow_receiving | 35 | 6 | 0.016944
Q_line_flow_receiving | 35 | 7 | 0.018311
Q_line_flow_receiving | 35 | 8 | 0.019594
Q_line_flow_receiving | 35 | 9 | 0.022126
Q_line_flow_receiving | 35 | 10 | 0.024409
Q_line_flow_receiving | 35 | 11 | 0.026367
Q_line_flow_receiving | 35 | 12 | 0.026544
Q_line_flow_receiving | 35 | 13 | 0.025809
Q_line_flow_receiving | 35 | 14 | 0.026802
Q_line_flow_receiving | 35 | 15 | 0.026171
Q_line_flow_receiving | 35 | 16 | 0.026771
Q_line_flow_receiving | 35 | 17 | 0.0277
Q_line_flow_receiving | 35 | 18 | 0.028386
Q_line_flow_receiving | 35 | 19 | 0.027615
Q_line_flow_receiving | 35 | 20 | 0.02701
Q_line_flow_receiving | 35 | 21 | 0.025141
Q_line_flow_receiving | 35 | 22 | 0.022916
Q_line_flow_receiving | 35 | 23 | 0.020446
Q_line_flow_receiving | 35 | 24 | 0.019316
Q_line_flow_receiving | 36 | 1 | -0.0021007
Q_line_flow_receiving | 36 | 2 | -0.0019864
Q_line_flow_receiving | 36 | 3 | -0.0019186
Q_line_flow_receiving | 36 | 4 | -0.0018755
Q_line_flow_receiving | 36 | 5 | -0.0019007
Q_line_flow_receiving | 36 | 6 | -0.0020151
Q_line_flow_receiving | 36 | 7 | -0.0022282
Q_line_flow_receiving | 36 | 8 | -0.0025844
Q_line_flow_receiving | 36 | 9 | -0.0031197
Q_line_flow_receiving | 36 | 10 | -0.0035925
Q_line_flow_receiving | 36 | 11 | -0.0038619
Q_line_flow_receiving | 36 | 12 | -0.0039359
Q_line_flow_receiving | 36 | 13 | -0.0039091
Q_line_flow_receiving | 36 | 14 | -0.003985
Q_line_flow_receiving | 36 | 15 | -0.004
Q_line_flow_receiving | 36 | 16 | -0.003965
Q_line_flow_receiving | 36 | 17 | -0.0039235
Q_line_flow_receiving | 36 | 18 | -0.0037929
Q_line_flow_receiving | 36 | 19 | -0.0034662
Q_line_flow_receiving | 36 | 20 | -0.003298
Q_line_flow_receiving | 36 | 21 | -0.0030526
Q_line_flow_receiving | 36 | 22 | -0.0027499
Q_line_flow_receiving | 36 | 23 | -0.0024415
Q_line_flow_receiving | 36 | 24 | -0.0022909
Q_line_flow_receiving | 37 | 1 | -0.1608
Q_line_flow_receiving | 37 | 2 | -0.15048
Q_line_flow_receiving | 37 | 3 | -0.14446
Q_line_flow_receiving | 37 | 4 | -0.14193
Q_line_flow_receiving | 37 | 5 | -0.14199
Q_line_flow_receiving | 37 | 6 | -0.15167
Q_line_flow_receiving | 37 | 7 | -0.17139
Q_line_flow_receiving | 37 | 8 | -0.20799
Q_line_flow_receiving | 37 | 9 | -0.32398
Q_line_flow_receiving | 37 | 10 | -0.41411
Q_line_flow_receiving | 37 | 11 | -0.44308
Q_line_flow_receiving | 37 | 12 | -0.43789
Q_line_flow_receiving | 37 | 13 | -0.42916
Q_line_flow_receiving | 37 | 14 | -0.44571
Q_line_flow_receiving | 37 | 15 | -0.40748
Q_line_flow_receiving | 37 | 16 | -0.3701
Q_line_flow_receiving | 37 | 17 | -0.30916
Q_line_flow_receiving | 37 | 18 | -0.25894
Q_line_flow_receiving | 37 | 19 | -0.24448
Q_line_flow_receiving | 37 | 20 | -0.23871
Q_line_flow_receiving | 37 | 21 | -0.22368
Q_line_flow_receiving | 37 | 22 | -0.2028
Q_line_flow_receiving | 37 | 23 | -0.17684
Q_line_flow_receiving | 37 | 24 | -0.1669

## S_line_flow_sending
Variable_name | Index: Lines | Index: Times | Value
S_line_flow_sending | 1 | 1 | 0.046643
S_line_flow_sending | 1 | 2 | 0.043402
S_line_flow_sending | 1 | 3 | 0.041411
S_line_flow_sending | 1 | 4 | 0.040226
S_line_flow_sending | 1 | 5 | 0.040576
S_line_flow_sending | 1 | 6 | 0.043948
S_line_flow_sending | 1 | 7 | 0.0462
S_line_flow_sending | 1 | 8 | 0.040277
S_line_flow_sending | 1 | 9 | 0.049288
S_line_flow_sending | 1 | 10 | 0.053737
S_line_flow_sending | 1 | 11 | 0.058675
S_line_flow_sending | 1 | 12 | 0.054455
S_line_flow_sending | 1 | 13 | 0.044439
S_line_flow_sending | 1 | 14 | 0.053703
S_line_flow_sending | 1 | 15 | 0.046054
S_line_flow_sending | 1 | 16 | 0.04759
S_line_flow_sending | 1 | 17 | 0.051281
S_line_flow_sending | 1 | 18 | 0.058443
S_line_flow_sending | 1 | 19 | 0.073041
S_line_flow_sending | 1 | 20 | 0.078179
S_line_flow_sending | 1 | 21 | 0.071015
S_line_flow_sending | 1 | 22 | 0.064879
S_line_flow_sending | 1 | 23 | 0.056152
S_line_flow_sending | 1 | 24 | 0.053854
S_line_flow_sending | 2 | 1 | 0.016807
S_line_flow_sending | 2 | 2 | 0.015994
S_line_flow_sending | 2 | 3 | 0.015449
S_line_flow_sending | 2 | 4 | 0.015123
S_line_flow_sending | 2 | 5 | 0.015144
S_line_flow_sending | 2 | 6 | 0.016075
S_line_flow_sending | 2 | 7 | 0.017133
S_line_flow_sending | 2 | 8 | 0.016757
S_line_flow_sending | 2 | 9 | 0.023339
S_line_flow_sending | 2 | 10 | 0.026736
S_line_flow_sending | 2 | 11 | 0.028421
S_line_flow_sending | 2 | 12 | 0.026565
S_line_flow_sending | 2 | 13 | 0.021558
S_line_flow_sending | 2 | 14 | 0.026044
S_line_flow_sending | 2 | 15 | 0.023165
S_line_flow_sending | 2 | 16 | 0.022975
S_line_flow_sending | 2 | 17 | 0.022945
S_line_flow_sending | 2 | 18 | 0.022927
S_line_flow_sending | 2 | 19 | 0.025991
S_line_flow_sending | 2 | 20 | 0.026724
S_line_flow_sending | 2 | 21 | 0.02425
S_line_flow_sending | 2 | 22 | 0.022281
S_line_flow_sending | 2 | 23 | 0.019754
S_line_flow_sending | 2 | 24 | 0.019197
S_line_flow_sending | 3 | 1 | 0.0039768
S_line_flow_sending | 3 | 2 | 0.0036328
S_line_flow_sending | 3 | 3 | 0.0034303
S_line_flow_sending | 3 | 4 | 0.0033253
S_line_flow_sending | 3 | 5 | 0.0033477
S_line_flow_sending | 3 | 6 | 0.003683
S_line_flow_sending | 3 | 7 | 0.0041613
S_line_flow_sending | 3 | 8 | 0.0046214
S_line_flow_sending | 3 | 9 | 0.0079391
S_line_flow_sending | 3 | 10 | 0.010866
S_line_flow_sending | 3 | 11 | 0.012125
S_line_flow_sending | 3 | 12 | 0.011697
S_line_flow_sending | 3 | 13 | 0.010519
S_line_flow_sending | 3 | 14 | 0.011844
S_line_flow_sending | 3 | 15 | 0.010348
S_line_flow_sending | 3 | 16 | 0.009416
S_line_flow_sending | 3 | 17 | 0.0080577
S_line_flow_sending | 3 | 18 | 0.0070945
S_line_flow_sending | 3 | 19 | 0.0073693
S_line_flow_sending | 3 | 20 | 0.0074344
S_line_flow_sending | 3 | 21 | 0.0066457
S_line_flow_sending | 3 | 22 | 0.0058203
S_line_flow_sending | 3 | 23 | 0.0048194
S_line_flow_sending | 3 | 24 | 0.0045015
S_line_flow_sending | 4 | 1 | 0.0030743
S_line_flow_sending | 4 | 2 | 0.0028172
S_line_flow_sending | 4 | 3 | 0.0026649
S_line_flow_sending | 4 | 4 | 0.0025885
S_line_flow_sending | 4 | 5 | 0.0025988
S_line_flow_sending | 4 | 6 | 0.0028501
S_line_flow_sending | 4 | 7 | 0.0031906
S_line_flow_sending | 4 | 8 | 0.0034902
S_line_flow_sending | 4 | 9 | 0.006227
S_line_flow_sending | 4 | 10 | 0.0086486
S_line_flow_sending | 4 | 11 | 0.0096045
S_line_flow_sending | 4 | 12 | 0.0092317
S_line_flow_sending | 4 | 13 | 0.0082912
S_line_flow_sending | 4 | 14 | 0.0093451
S_line_flow_sending | 4 | 15 | 0.0081423
S_line_flow_sending | 4 | 16 | 0.0072545
S_line_flow_sending | 4 | 17 | 0.0059879
S_line_flow_sending | 4 | 18 | 0.0050992
S_line_flow_sending | 4 | 19 | 0.005404
S_line_flow_sending | 4 | 20 | 0.0055253
S_line_flow_sending | 4 | 21 | 0.0049697
S_line_flow_sending | 4 | 22 | 0.0043992
S_line_flow_sending | 4 | 23 | 0.0036688
S_line_flow_sending | 4 | 24 | 0.0034547
S_line_flow_sending | 5 | 1 | 0.0027005
S_line_flow_sending | 5 | 2 | 0.0024792
S_line_flow_sending | 5 | 3 | 0.0023476
S_line_flow_sending | 5 | 4 | 0.0022829
S_line_flow_sending | 5 | 5 | 0.0022885
S_line_flow_sending | 5 | 6 | 0.0025052
S_line_flow_sending | 5 | 7 | 0.0027932
S_line_flow_sending | 5 | 8 | 0.0030473
S_line_flow_sending | 5 | 9 | 0.0055665
S_line_flow_sending | 5 | 10 | 0.0078078
S_line_flow_sending | 5 | 11 | 0.00865
S_line_flow_sending | 5 | 12 | 0.0083141
S_line_flow_sending | 5 | 13 | 0.0074855
S_line_flow_sending | 5 | 14 | 0.0084181
S_line_flow_sending | 5 | 15 | 0.007359
S_line_flow_sending | 5 | 16 | 0.0064775
S_line_flow_sending | 5 | 17 | 0.0052338
S_line_flow_sending | 5 | 18 | 0.0043489
S_line_flow_sending | 5 | 19 | 0.0046254
S_line_flow_sending | 5 | 20 | 0.0047546
S_line_flow_sending | 5 | 21 | 0.0042897
S_line_flow_sending | 5 | 22 | 0.0038174
S_line_flow_sending | 5 | 23 | 0.0031957
S_line_flow_sending | 5 | 24 | 0.003022
S_line_flow_sending | 6 | 1 | 0.041082
S_line_flow_sending | 6 | 2 | 0.036633
S_line_flow_sending | 6 | 3 | 0.03413
S_line_flow_sending | 6 | 4 | 0.032765
S_line_flow_sending | 6 | 5 | 0.03334
S_line_flow_sending | 6 | 6 | 0.037505
S_line_flow_sending | 6 | 7 | 0.041124
S_line_flow_sending | 6 | 8 | 0.037
S_line_flow_sending | 6 | 9 | 0.047299
S_line_flow_sending | 6 | 10 | 0.054681
S_line_flow_sending | 6 | 11 | 0.063019
S_line_flow_sending | 6 | 12 | 0.057765
S_line_flow_sending | 6 | 13 | 0.048021
S_line_flow_sending | 6 | 14 | 0.05824
S_line_flow_sending | 6 | 15 | 0.042645
S_line_flow_sending | 6 | 16 | 0.04614
S_line_flow_sending | 6 | 17 | 0.0504
S_line_flow_sending | 6 | 18 | 0.060841
S_line_flow_sending | 6 | 19 | 0.075674
S_line_flow_sending | 6 | 20 | 0.080886
S_line_flow_sending | 6 | 21 | 0.072537
S_line_flow_sending | 6 | 22 | 0.063458
S_line_flow_sending | 6 | 23 | 0.051478
S_line_flow_sending | 6 | 24 | 0.047416
S_line_flow_sending | 7 | 1 | 5.7943e-05
S_line_flow_sending | 7 | 2 | 5.4138e-05
S_line_flow_sending | 7 | 3 | 5.1766e-05
S_line_flow_sending | 7 | 4 | 5.0887e-05
S_line_flow_sending | 7 | 5 | 5.0285e-05
S_line_flow_sending | 7 | 6 | 5.4096e-05
S_line_flow_sending | 7 | 7 | 6.9397e-05
S_line_flow_sending | 7 | 8 | 0.00011771
S_line_flow_sending | 7 | 9 | 0.00028615
S_line_flow_sending | 7 | 10 | 0.00045107
S_line_flow_sending | 7 | 11 | 0.00049484
S_line_flow_sending | 7 | 12 | 0.00049057
S_line_flow_sending | 7 | 13 | 0.00046319
S_line_flow_sending | 7 | 14 | 0.0005
S_line_flow_sending | 7 | 15 | 0.00046385
S_line_flow_sending | 7 | 16 | 0.00038252
S_line_flow_sending | 7 | 17 | 0.00027154
S_line_flow_sending | 7 | 18 | 0.00017388
S_line_flow_sending | 7 | 19 | 0.00013114
S_line_flow_sending | 7 | 20 | 0.0001142
S_line_flow_sending | 7 | 21 | 9.9505e-05
S_line_flow_sending | 7 | 22 | 8.2802e-05
S_line_flow_sending | 7 | 23 | 6.7482e-05
S_line_flow_sending | 7 | 24 | 6.2274e-05
S_line_flow_sending | 8 | 1 | 1.1039e-05
S_line_flow_sending | 8 | 2 | 9.8692e-06
S_line_flow_sending | 8 | 3 | 9.2072e-06
S_line_flow_sending | 8 | 4 | 8.7974e-06
S_line_flow_sending | 8 | 5 | 9.0361e-06
S_line_flow_sending | 8 | 6 | 1.0157e-05
S_line_flow_sending | 8 | 7 | 1.2419e-05
S_line_flow_sending | 8 | 8 | 1.6709e-05
S_line_flow_sending | 8 | 9 | 2.435e-05
S_line_flow_sending | 8 | 10 | 3.2294e-05
S_line_flow_sending | 8 | 11 | 3.7322e-05
S_line_flow_sending | 8 | 12 | 3.8766e-05
S_line_flow_sending | 8 | 13 | 3.824e-05
S_line_flow_sending | 8 | 14 | 3.9739e-05
S_line_flow_sending | 8 | 15 | 4.004e-05
S_line_flow_sending | 8 | 16 | 3.9342e-05
S_line_flow_sending | 8 | 17 | 3.8522e-05
S_line_flow_sending | 8 | 18 | 3.6e-05
S_line_flow_sending | 8 | 19 | 3.0063e-05
S_line_flow_sending | 8 | 20 | 2.7215e-05
S_line_flow_sending | 8 | 21 | 2.3313e-05
S_line_flow_sending | 8 | 22 | 1.8918e-05
S_line_flow_sending | 8 | 23 | 1.4911e-05
S_line_flow_sending | 8 | 24 | 1.3129e-05
S_line_flow_sending | 9 | 1 | 0.0076256
S_line_flow_sending | 9 | 2 | 0.0066877
S_line_flow_sending | 9 | 3 | 0.0061703
S_line_flow_sending | 9 | 4 | 0.005823
S_line_flow_sending | 9 | 5 | 0.0060793
S_line_flow_sending | 9 | 6 | 0.0069671
S_line_flow_sending | 9 | 7 | 0.006254
S_line_flow_sending | 9 | 8 | 0.0020436
S_line_flow_sending | 9 | 9 | 0.0019109
S_line_flow_sending | 9 | 10 | 0.0066327
S_line_flow_sending | 9 | 11 | 0.0069709
S_line_flow_sending | 9 | 12 | 0.0086117
S_line_flow_sending | 9 | 13 | 0.011268
S_line_flow_sending | 9 | 14 | 0.0092109
S_line_flow_sending | 9 | 15 | 0.01307
S_line_flow_sending | 9 | 16 | 0.0073077
S_line_flow_sending | 9 | 17 | 0.0031623
S_line_flow_sending | 9 | 18 | 0.0044794
S_line_flow_sending | 9 | 19 | 0.010208
S_line_flow_sending | 9 | 20 | 0.013515
S_line_flow_sending | 9 | 21 | 0.012557
S_line_flow_sending | 9 | 22 | 0.011848
S_line_flow_sending | 9 | 23 | 0.010008
S_line_flow_sending | 9 | 24 | 0.0094507
S_line_flow_sending | 10 | 1 | 1.1033e-05
S_line_flow_sending | 10 | 2 | 9.8644e-06
S_line_flow_sending | 10 | 3 | 9.2028e-06
S_line_flow_sending | 10 | 4 | 8.7933e-06
S_line_flow_sending | 10 | 5 | 9.0319e-06
S_line_flow_sending | 10 | 6 | 1.0152e-05
S_line_flow_sending | 10 | 7 | 1.2412e-05
S_line_flow_sending | 10 | 8 | 1.6698e-05
S_line_flow_sending | 10 | 9 | 2.4331e-05
S_line_flow_sending | 10 | 10 | 3.2265e-05
S_line_flow_sending | 10 | 11 | 3.7286e-05
S_line_flow_sending | 10 | 12 | 3.8728e-05
S_line_flow_sending | 10 | 13 | 3.8203e-05
S_line_flow_sending | 10 | 14 | 3.97e-05
S_line_flow_sending | 10 | 15 | 4e-05
S_line_flow_sending | 10 | 16 | 3.9304e-05
S_line_flow_sending | 10 | 17 | 3.8485e-05
S_line_flow_sending | 10 | 18 | 3.5966e-05
S_line_flow_sending | 10 | 19 | 3.0037e-05
S_line_flow_sending | 10 | 20 | 2.7192e-05
S_line_flow_sending | 10 | 21 | 2.3295e-05
S_line_flow_sending | 10 | 22 | 1.8905e-05
S_line_flow_sending | 10 | 23 | 1.4902e-05
S_line_flow_sending | 10 | 24 | 1.3121e-05
S_line_flow_sending | 11 | 1 | 3.7306e-05
S_line_flow_sending | 11 | 2 | 3.3355e-05
S_line_flow_sending | 11 | 3 | 3.1118e-05
S_line_flow_sending | 11 | 4 | 2.9734e-05
S_line_flow_sending | 11 | 5 | 3.054e-05
S_line_flow_sending | 11 | 6 | 3.4328e-05
S_line_flow_sending | 11 | 7 | 4.1969e-05
S_line_flow_sending | 11 | 8 | 5.6463e-05
S_line_flow_sending | 11 | 9 | 8.2274e-05
S_line_flow_sending | 11 | 10 | 0.00010911
S_line_flow_sending | 11 | 11 | 0.00012608
S_line_flow_sending | 11 | 12 | 0.00013096
S_line_flow_sending | 11 | 13 | 0.00012919
S_line_flow_sending | 11 | 14 | 0.00013425
S_line_flow_sending | 11 | 15 | 0.00013526
S_line_flow_sending | 11 | 16 | 0.00013291
S_line_flow_sending | 11 | 17 | 0.00013014
S_line_flow_sending | 11 | 18 | 0.00012162
S_line_flow_sending | 11 | 19 | 0.00010157
S_line_flow_sending | 11 | 20 | 9.1952e-05
S_line_flow_sending | 11 | 21 | 7.8773e-05
S_line_flow_sending | 11 | 22 | 6.3926e-05
S_line_flow_sending | 11 | 23 | 5.039e-05
S_line_flow_sending | 11 | 24 | 4.4368e-05
S_line_flow_sending | 12 | 1 | 0.00089486
S_line_flow_sending | 12 | 2 | 0.00079948
S_line_flow_sending | 12 | 3 | 0.00074552
S_line_flow_sending | 12 | 4 | 0.00071214
S_line_flow_sending | 12 | 5 | 0.00073159
S_line_flow_sending | 12 | 6 | 0.00082294
S_line_flow_sending | 12 | 7 | 0.0010075
S_line_flow_sending | 12 | 8 | 0.0013584
S_line_flow_sending | 12 | 9 | 0.0019861
S_line_flow_sending | 12 | 10 | 0.0026416
S_line_flow_sending | 12 | 11 | 0.0030582
S_line_flow_sending | 12 | 12 | 0.0031778
S_line_flow_sending | 12 | 13 | 0.0031337
S_line_flow_sending | 12 | 14 | 0.0032585
S_line_flow_sending | 12 | 15 | 0.0032828
S_line_flow_sending | 12 | 16 | 0.0032255
S_line_flow_sending | 12 | 17 | 0.0031582
S_line_flow_sending | 12 | 18 | 0.0029498
S_line_flow_sending | 12 | 19 | 0.0024588
S_line_flow_sending | 12 | 20 | 0.0022236
S_line_flow_sending | 12 | 21 | 0.0019017
S_line_flow_sending | 12 | 22 | 0.0015401
S_line_flow_sending | 12 | 23 | 0.0012115
S_line_flow_sending | 12 | 24 | 0.0010656
S_line_flow_sending | 13 | 1 | 0.00068499
S_line_flow_sending | 13 | 2 | 0.0006122
S_line_flow_sending | 13 | 3 | 0.000571
S_line_flow_sending | 13 | 4 | 0.00054551
S_line_flow_sending | 13 | 5 | 0.00056036
S_line_flow_sending | 13 | 6 | 0.0006301
S_line_flow_sending | 13 | 7 | 0.00077093
S_line_flow_sending | 13 | 8 | 0.0010384
S_line_flow_sending | 13 | 9 | 0.0015157
S_line_flow_sending | 13 | 10 | 0.0020132
S_line_flow_sending | 13 | 11 | 0.0023287
S_line_flow_sending | 13 | 12 | 0.0024193
S_line_flow_sending | 13 | 13 | 0.0023861
S_line_flow_sending | 13 | 14 | 0.0024804
S_line_flow_sending | 13 | 15 | 0.002499
S_line_flow_sending | 13 | 16 | 0.0024554
S_line_flow_sending | 13 | 17 | 0.0024042
S_line_flow_sending | 13 | 18 | 0.0022462
S_line_flow_sending | 13 | 19 | 0.001874
S_line_flow_sending | 13 | 20 | 0.0016956
S_line_flow_sending | 13 | 21 | 0.0014513
S_line_flow_sending | 13 | 22 | 0.0011765
S_line_flow_sending | 13 | 23 | 0.00092633
S_line_flow_sending | 13 | 24 | 0.0008152
S_line_flow_sending | 14 | 1 | 0.00034904
S_line_flow_sending | 14 | 2 | 0.00031197
S_line_flow_sending | 14 | 3 | 0.00029098
S_line_flow_sending | 14 | 4 | 0.000278
S_line_flow_sending | 14 | 5 | 0.00028556
S_line_flow_sending | 14 | 6 | 0.00032109
S_line_flow_sending | 14 | 7 | 0.0003928
S_line_flow_sending | 14 | 8 | 0.00052896
S_line_flow_sending | 14 | 9 | 0.00077191
S_line_flow_sending | 14 | 10 | 0.001025
S_line_flow_sending | 14 | 11 | 0.0011855
S_line_flow_sending | 14 | 12 | 0.0012315
S_line_flow_sending | 14 | 13 | 0.0012147
S_line_flow_sending | 14 | 14 | 0.0012626
S_line_flow_sending | 14 | 15 | 0.0012721
S_line_flow_sending | 14 | 16 | 0.0012499
S_line_flow_sending | 14 | 17 | 0.0012239
S_line_flow_sending | 14 | 18 | 0.0011435
S_line_flow_sending | 14 | 19 | 0.00095415
S_line_flow_sending | 14 | 20 | 0.00086339
S_line_flow_sending | 14 | 21 | 0.00073909
S_line_flow_sending | 14 | 22 | 0.00059925
S_line_flow_sending | 14 | 23 | 0.00047192
S_line_flow_sending | 14 | 24 | 0.00041534
S_line_flow_sending | 15 | 1 | 0.00024199
S_line_flow_sending | 15 | 2 | 0.0002163
S_line_flow_sending | 15 | 3 | 0.00020176
S_line_flow_sending | 15 | 4 | 0.00019276
S_line_flow_sending | 15 | 5 | 0.000198
S_line_flow_sending | 15 | 6 | 0.00022262
S_line_flow_sending | 15 | 7 | 0.00027232
S_line_flow_sending | 15 | 8 | 0.00036666
S_line_flow_sending | 15 | 9 | 0.00053494
S_line_flow_sending | 15 | 10 | 0.00071018
S_line_flow_sending | 15 | 11 | 0.00082124
S_line_flow_sending | 15 | 12 | 0.00085314
S_line_flow_sending | 15 | 13 | 0.00084147
S_line_flow_sending | 15 | 14 | 0.00087465
S_line_flow_sending | 15 | 15 | 0.00088123
S_line_flow_sending | 15 | 16 | 0.00086587
S_line_flow_sending | 15 | 17 | 0.00084782
S_line_flow_sending | 15 | 18 | 0.00079215
S_line_flow_sending | 15 | 19 | 0.00066109
S_line_flow_sending | 15 | 20 | 0.00059825
S_line_flow_sending | 15 | 21 | 0.00051219
S_line_flow_sending | 15 | 22 | 0.00041534
S_line_flow_sending | 15 | 23 | 0.00032713
S_line_flow_sending | 15 | 24 | 0.00028793
S_line_flow_sending | 16 | 1 | 0.00014982
S_line_flow_sending | 16 | 2 | 0.00013392
S_line_flow_sending | 16 | 3 | 0.00012492
S_line_flow_sending | 16 | 4 | 0.00011935
S_line_flow_sending | 16 | 5 | 0.0001226
S_line_flow_sending | 16 | 6 | 0.00013783
S_line_flow_sending | 16 | 7 | 0.00016858
S_line_flow_sending | 16 | 8 | 0.00022695
S_line_flow_sending | 16 | 9 | 0.00033102
S_line_flow_sending | 16 | 10 | 0.00043937
S_line_flow_sending | 16 | 11 | 0.00050802
S_line_flow_sending | 16 | 12 | 0.00052773
S_line_flow_sending | 16 | 13 | 0.00052052
S_line_flow_sending | 16 | 14 | 0.00054102
S_line_flow_sending | 16 | 15 | 0.0005451
S_line_flow_sending | 16 | 16 | 0.0005356
S_line_flow_sending | 16 | 17 | 0.00052443
S_line_flow_sending | 16 | 18 | 0.00049002
S_line_flow_sending | 16 | 19 | 0.00040901
S_line_flow_sending | 16 | 20 | 0.00037016
S_line_flow_sending | 16 | 21 | 0.00031694
S_line_flow_sending | 16 | 22 | 0.00025705
S_line_flow_sending | 16 | 23 | 0.00020249
S_line_flow_sending | 16 | 24 | 0.00017824
S_line_flow_sending | 17 | 1 | 7.981e-05
S_line_flow_sending | 17 | 2 | 7.1353e-05
S_line_flow_sending | 17 | 3 | 6.6565e-05
S_line_flow_sending | 17 | 4 | 6.3601e-05
S_line_flow_sending | 17 | 5 | 6.5328e-05
S_line_flow_sending | 17 | 6 | 7.3434e-05
S_line_flow_sending | 17 | 7 | 8.9792e-05
S_line_flow_sending | 17 | 8 | 0.00012083
S_line_flow_sending | 17 | 9 | 0.00017611
S_line_flow_sending | 17 | 10 | 0.00023361
S_line_flow_sending | 17 | 11 | 0.00027001
S_line_flow_sending | 17 | 12 | 0.00028046
S_line_flow_sending | 17 | 13 | 0.00027665
S_line_flow_sending | 17 | 14 | 0.00028751
S_line_flow_sending | 17 | 15 | 0.00028968
S_line_flow_sending | 17 | 16 | 0.00028463
S_line_flow_sending | 17 | 17 | 0.0002787
S_line_flow_sending | 17 | 18 | 0.00026044
S_line_flow_sending | 17 | 19 | 0.00021747
S_line_flow_sending | 17 | 20 | 0.00019686
S_line_flow_sending | 17 | 21 | 0.00016862
S_line_flow_sending | 17 | 22 | 0.00013681
S_line_flow_sending | 17 | 23 | 0.00010782
S_line_flow_sending | 17 | 24 | 9.4928e-05
S_line_flow_sending | 18 | 1 | 0.0064451
S_line_flow_sending | 18 | 2 | 0.0057994
S_line_flow_sending | 18 | 3 | 0.0054298
S_line_flow_sending | 18 | 4 | 0.0052135
S_line_flow_sending | 18 | 5 | 0.005316
S_line_flow_sending | 18 | 6 | 0.0059371
S_line_flow_sending | 18 | 7 | 0.0060228
S_line_flow_sending | 18 | 8 | 0.0040532
S_line_flow_sending | 18 | 9 | 0.0036494
S_line_flow_sending | 18 | 10 | 0.0035351
S_line_flow_sending | 18 | 11 | 0.0040914
S_line_flow_sending | 18 | 12 | 0.0037668
S_line_flow_sending | 18 | 13 | 0.0032339
S_line_flow_sending | 18 | 14 | 0.0037751
S_line_flow_sending | 18 | 15 | 0.0032327
S_line_flow_sending | 18 | 16 | 0.0033823
S_line_flow_sending | 18 | 17 | 0.0041566
S_line_flow_sending | 18 | 18 | 0.0062858
S_line_flow_sending | 18 | 19 | 0.0097726
S_line_flow_sending | 18 | 20 | 0.011335
S_line_flow_sending | 18 | 21 | 0.010373
S_line_flow_sending | 18 | 22 | 0.0094943
S_line_flow_sending | 18 | 23 | 0.0079789
S_line_flow_sending | 18 | 24 | 0.0075464
S_line_flow_sending | 19 | 1 | 0.0056286
S_line_flow_sending | 19 | 2 | 0.0050676
S_line_flow_sending | 19 | 3 | 0.0047461
S_line_flow_sending | 19 | 4 | 0.0045588
S_line_flow_sending | 19 | 5 | 0.004646
S_line_flow_sending | 19 | 6 | 0.0051859
S_line_flow_sending | 19 | 7 | 0.0051914
S_line_flow_sending | 19 | 8 | 0.0033023
S_line_flow_sending | 19 | 9 | 0.0028887
S_line_flow_sending | 19 | 10 | 0.002839
S_line_flow_sending | 19 | 11 | 0.003276
S_line_flow_sending | 19 | 12 | 0.0030657
S_line_flow_sending | 19 | 13 | 0.0027645
S_line_flow_sending | 19 | 14 | 0.0030888
S_line_flow_sending | 19 | 15 | 0.0028555
S_line_flow_sending | 19 | 16 | 0.0027723
S_line_flow_sending | 19 | 17 | 0.003232
S_line_flow_sending | 19 | 18 | 0.0049658
S_line_flow_sending | 19 | 19 | 0.0081522
S_line_flow_sending | 19 | 20 | 0.0096482
S_line_flow_sending | 19 | 21 | 0.0088762
S_line_flow_sending | 19 | 22 | 0.0081992
S_line_flow_sending | 19 | 23 | 0.0069241
S_line_flow_sending | 19 | 24 | 0.0065821
S_line_flow_sending | 20 | 1 | 0.0047843
S_line_flow_sending | 20 | 2 | 0.004314
S_line_flow_sending | 20 | 3 | 0.0040439
S_line_flow_sending | 20 | 4 | 0.0038873
S_line_flow_sending | 20 | 5 | 0.0039586
S_line_flow_sending | 20 | 6 | 0.0044119
S_line_flow_sending | 20 | 7 | 0.0048821
S_line_flow_sending | 20 | 8 | 0.0047294
S_line_flow_sending | 20 | 9 | 0.0059622
S_line_flow_sending | 20 | 10 | 0.0069056
S_line_flow_sending | 20 | 11 | 0.0079198
S_line_flow_sending | 20 | 12 | 0.0075505
S_line_flow_sending | 20 | 13 | 0.0065432
S_line_flow_sending | 20 | 14 | 0.0076056
S_line_flow_sending | 20 | 15 | 0.0063762
S_line_flow_sending | 20 | 16 | 0.0067739
S_line_flow_sending | 20 | 17 | 0.0073362
S_line_flow_sending | 20 | 18 | 0.0082472
S_line_flow_sending | 20 | 19 | 0.0092724
S_line_flow_sending | 20 | 20 | 0.0095369
S_line_flow_sending | 20 | 21 | 0.0084841
S_line_flow_sending | 20 | 22 | 0.0073802
S_line_flow_sending | 20 | 23 | 0.0060519
S_line_flow_sending | 20 | 24 | 0.0055786
S_line_flow_sending | 21 | 1 | 0.0020469
S_line_flow_sending | 21 | 2 | 0.0018273
S_line_flow_sending | 21 | 3 | 0.0017032
S_line_flow_sending | 21 | 4 | 0.0016264
S_line_flow_sending | 21 | 5 | 0.0016711
S_line_flow_sending | 21 | 6 | 0.0018813
S_line_flow_sending | 21 | 7 | 0.0019359
S_line_flow_sending | 21 | 8 | 0.0013502
S_line_flow_sending | 21 | 9 | 0.001043
S_line_flow_sending | 21 | 10 | 0.00093289
S_line_flow_sending | 21 | 11 | 0.00111
S_line_flow_sending | 21 | 12 | 0.0010496
S_line_flow_sending | 21 | 13 | 0.00091419
S_line_flow_sending | 21 | 14 | 0.0010547
S_line_flow_sending | 21 | 15 | 0.00092195
S_line_flow_sending | 21 | 16 | 0.0010732
S_line_flow_sending | 21 | 17 | 0.001529
S_line_flow_sending | 21 | 18 | 0.0024515
S_line_flow_sending | 21 | 19 | 0.0034925
S_line_flow_sending | 21 | 20 | 0.0039149
S_line_flow_sending | 21 | 21 | 0.0035367
S_line_flow_sending | 21 | 22 | 0.0031671
S_line_flow_sending | 21 | 23 | 0.002625
S_line_flow_sending | 21 | 24 | 0.0024407
S_line_flow_sending | 22 | 1 | 0.003831
S_line_flow_sending | 22 | 2 | 0.0038206
S_line_flow_sending | 22 | 3 | 0.0037851
S_line_flow_sending | 22 | 4 | 0.0037487
S_line_flow_sending | 22 | 5 | 0.0037254
S_line_flow_sending | 22 | 6 | 0.0037985
S_line_flow_sending | 22 | 7 | 0.00379
S_line_flow_sending | 22 | 8 | 0.0031907
S_line_flow_sending | 22 | 9 | 0.0033705
S_line_flow_sending | 22 | 10 | 0.0027376
S_line_flow_sending | 22 | 11 | 0.0025629
S_line_flow_sending | 22 | 12 | 0.0021924
S_line_flow_sending | 22 | 13 | 0.0013385
S_line_flow_sending | 22 | 14 | 0.0019685
S_line_flow_sending | 22 | 15 | 0.0018269
S_line_flow_sending | 22 | 16 | 0.0021856
S_line_flow_sending | 22 | 17 | 0.0029124
S_line_flow_sending | 22 | 18 | 0.0035014
S_line_flow_sending | 22 | 19 | 0.0045661
S_line_flow_sending | 22 | 20 | 0.004848
S_line_flow_sending | 22 | 21 | 0.0045118
S_line_flow_sending | 22 | 22 | 0.0044414
S_line_flow_sending | 22 | 23 | 0.0042973
S_line_flow_sending | 22 | 24 | 0.0043878
S_line_flow_sending | 23 | 1 | 0.0031772
S_line_flow_sending | 23 | 2 | 0.0032009
S_line_flow_sending | 23 | 3 | 0.0031883
S_line_flow_sending | 23 | 4 | 0.0031674
S_line_flow_sending | 23 | 5 | 0.0031388
S_line_flow_sending | 23 | 6 | 0.0031725
S_line_flow_sending | 23 | 7 | 0.0035604
S_line_flow_sending | 23 | 8 | 0.0047229
S_line_flow_sending | 23 | 9 | 0.0074037
S_line_flow_sending | 23 | 10 | 0.008659
S_line_flow_sending | 23 | 11 | 0.008694
S_line_flow_sending | 23 | 12 | 0.0085105
S_line_flow_sending | 23 | 13 | 0.0069458
S_line_flow_sending | 23 | 14 | 0.0081862
S_line_flow_sending | 23 | 15 | 0.0088009
S_line_flow_sending | 23 | 16 | 0.00851
S_line_flow_sending | 23 | 17 | 0.0081812
S_line_flow_sending | 23 | 18 | 0.0066923
S_line_flow_sending | 23 | 19 | 0.005529
S_line_flow_sending | 23 | 20 | 0.0048715
S_line_flow_sending | 23 | 21 | 0.0043177
S_line_flow_sending | 23 | 22 | 0.0039142
S_line_flow_sending | 23 | 23 | 0.0036689
S_line_flow_sending | 23 | 24 | 0.0036245
S_line_flow_sending | 24 | 1 | 0.00078955
S_line_flow_sending | 24 | 2 | 0.00079543
S_line_flow_sending | 24 | 3 | 0.00079229
S_line_flow_sending | 24 | 4 | 0.00078713
S_line_flow_sending | 24 | 5 | 0.00078005
S_line_flow_sending | 24 | 6 | 0.00078839
S_line_flow_sending | 24 | 7 | 0.00088447
S_line_flow_sending | 24 | 8 | 0.0011721
S_line_flow_sending | 24 | 9 | 0.001834
S_line_flow_sending | 24 | 10 | 0.0021434
S_line_flow_sending | 24 | 11 | 0.002152
S_line_flow_sending | 24 | 12 | 0.0021068
S_line_flow_sending | 24 | 13 | 0.0017212
S_line_flow_sending | 24 | 14 | 0.002027
S_line_flow_sending | 24 | 15 | 0.0021784
S_line_flow_sending | 24 | 16 | 0.0021067
S_line_flow_sending | 24 | 17 | 0.0020257
S_line_flow_sending | 24 | 18 | 0.0016585
S_line_flow_sending | 24 | 19 | 0.0013713
S_line_flow_sending | 24 | 20 | 0.0012088
S_line_flow_sending | 24 | 21 | 0.0010719
S_line_flow_sending | 24 | 22 | 0.00097205
S_line_flow_sending | 24 | 23 | 0.00091133
S_line_flow_sending | 24 | 24 | 0.00090034
S_line_flow_sending | 25 | 1 | 0.0023777
S_line_flow_sending | 25 | 2 | 0.0021875
S_line_flow_sending | 25 | 3 | 0.0020738
S_line_flow_sending | 25 | 4 | 0.0020192
S_line_flow_sending | 25 | 5 | 0.0020209
S_line_flow_sending | 25 | 6 | 0.0022077
S_line_flow_sending | 25 | 7 | 0.0024544
S_line_flow_sending | 25 | 8 | 0.0026886
S_line_flow_sending | 25 | 9 | 0.0050363
S_line_flow_sending | 25 | 10 | 0.007141
S_line_flow_sending | 25 | 11 | 0.0078928
S_line_flow_sending | 25 | 12 | 0.0076032
S_line_flow_sending | 25 | 13 | 0.0068872
S_line_flow_sending | 25 | 14 | 0.007703
S_line_flow_sending | 25 | 15 | 0.0067927
S_line_flow_sending | 25 | 16 | 0.0059081
S_line_flow_sending | 25 | 17 | 0.004673
S_line_flow_sending | 25 | 18 | 0.0037675
S_line_flow_sending | 25 | 19 | 0.0039818
S_line_flow_sending | 25 | 20 | 0.004103
S_line_flow_sending | 25 | 21 | 0.0037123
S_line_flow_sending | 25 | 22 | 0.0033192
S_line_flow_sending | 25 | 23 | 0.0027894
S_line_flow_sending | 25 | 24 | 0.0026485
S_line_flow_sending | 26 | 1 | 0.0020762
S_line_flow_sending | 26 | 2 | 0.0019142
S_line_flow_sending | 26 | 3 | 0.0018169
S_line_flow_sending | 26 | 4 | 0.0017715
S_line_flow_sending | 26 | 5 | 0.0017697
S_line_flow_sending | 26 | 6 | 0.0019291
S_line_flow_sending | 26 | 7 | 0.0021381
S_line_flow_sending | 26 | 8 | 0.0023545
S_line_flow_sending | 26 | 9 | 0.0045497
S_line_flow_sending | 26 | 10 | 0.0065395
S_line_flow_sending | 26 | 11 | 0.0072138
S_line_flow_sending | 26 | 12 | 0.006966
S_line_flow_sending | 26 | 13 | 0.0063511
S_line_flow_sending | 26 | 14 | 0.0070629
S_line_flow_sending | 26 | 15 | 0.0062875
S_line_flow_sending | 26 | 16 | 0.0053967
S_line_flow_sending | 26 | 17 | 0.0041668
S_line_flow_sending | 26 | 18 | 0.0032399
S_line_flow_sending | 26 | 19 | 0.0033931
S_line_flow_sending | 26 | 20 | 0.0035063
S_line_flow_sending | 26 | 21 | 0.0031816
S_line_flow_sending | 26 | 22 | 0.0028593
S_line_flow_sending | 26 | 23 | 0.0024122
S_line_flow_sending | 26 | 24 | 0.0023009
S_line_flow_sending | 27 | 1 | 0.0017977
S_line_flow_sending | 27 | 2 | 0.0016616
S_line_flow_sending | 27 | 3 | 0.0015793
S_line_flow_sending | 27 | 4 | 0.0015422
S_line_flow_sending | 27 | 5 | 0.0015374
S_line_flow_sending | 27 | 6 | 0.0016718
S_line_flow_sending | 27 | 7 | 0.0018479
S_line_flow_sending | 27 | 8 | 0.0020558
S_line_flow_sending | 27 | 9 | 0.0041143
S_line_flow_sending | 27 | 10 | 0.0060058
S_line_flow_sending | 27 | 11 | 0.0066133
S_line_flow_sending | 27 | 12 | 0.0064106
S_line_flow_sending | 27 | 13 | 0.0058961
S_line_flow_sending | 27 | 14 | 0.0065068
S_line_flow_sending | 27 | 15 | 0.0058674
S_line_flow_sending | 27 | 16 | 0.0049689
S_line_flow_sending | 27 | 17 | 0.0037424
S_line_flow_sending | 27 | 18 | 0.0027887
S_line_flow_sending | 27 | 19 | 0.0028682
S_line_flow_sending | 27 | 20 | 0.0029672
S_line_flow_sending | 27 | 21 | 0.0027001
S_line_flow_sending | 27 | 22 | 0.0024392
S_line_flow_sending | 27 | 23 | 0.0020665
S_line_flow_sending | 27 | 24 | 0.001981
S_line_flow_sending | 28 | 1 | 0.0015493
S_line_flow_sending | 28 | 2 | 0.0014361
S_line_flow_sending | 28 | 3 | 0.0013672
S_line_flow_sending | 28 | 4 | 0.0013374
S_line_flow_sending | 28 | 5 | 0.0013302
S_line_flow_sending | 28 | 6 | 0.0014424
S_line_flow_sending | 28 | 7 | 0.0015925
S_line_flow_sending | 28 | 8 | 0.0018079
S_line_flow_sending | 28 | 9 | 0.0037495
S_line_flow_sending | 28 | 10 | 0.005561
S_line_flow_sending | 28 | 11 | 0.0061139
S_line_flow_sending | 28 | 12 | 0.0059652
S_line_flow_sending | 28 | 13 | 0.005556
S_line_flow_sending | 28 | 14 | 0.0060637
S_line_flow_sending | 28 | 15 | 0.0055701
S_line_flow_sending | 28 | 16 | 0.0046625
S_line_flow_sending | 28 | 17 | 0.0034368
S_line_flow_sending | 28 | 18 | 0.0024455
S_line_flow_sending | 28 | 19 | 0.0024279
S_line_flow_sending | 28 | 20 | 0.0025016
S_line_flow_sending | 28 | 21 | 0.0022816
S_line_flow_sending | 28 | 22 | 0.0020698
S_line_flow_sending | 28 | 23 | 0.001761
S_line_flow_sending | 28 | 24 | 0.0016962
S_line_flow_sending | 29 | 1 | 0.0010539
S_line_flow_sending | 29 | 2 | 0.00098462
S_line_flow_sending | 29 | 3 | 0.00094142
S_line_flow_sending | 29 | 4 | 0.0009254
S_line_flow_sending | 29 | 5 | 0.00091443
S_line_flow_sending | 29 | 6 | 0.00098385
S_line_flow_sending | 29 | 7 | 0.0012627
S_line_flow_sending | 29 | 8 | 0.002144
S_line_flow_sending | 29 | 9 | 0.0052262
S_line_flow_sending | 29 | 10 | 0.0082542
S_line_flow_sending | 29 | 11 | 0.0090592
S_line_flow_sending | 29 | 12 | 0.0089805
S_line_flow_sending | 29 | 13 | 0.0084763
S_line_flow_sending | 29 | 14 | 0.0091539
S_line_flow_sending | 29 | 15 | 0.0084884
S_line_flow_sending | 29 | 16 | 0.0069941
S_line_flow_sending | 29 | 17 | 0.0049582
S_line_flow_sending | 29 | 18 | 0.0031704
S_line_flow_sending | 29 | 19 | 0.0023894
S_line_flow_sending | 29 | 20 | 0.00208
S_line_flow_sending | 29 | 21 | 0.0018118
S_line_flow_sending | 29 | 22 | 0.0015071
S_line_flow_sending | 29 | 23 | 0.0012278
S_line_flow_sending | 29 | 24 | 0.0011329
S_line_flow_sending | 30 | 1 | 0.00018415
S_line_flow_sending | 30 | 2 | 0.00017204
S_line_flow_sending | 30 | 3 | 0.00016449
S_line_flow_sending | 30 | 4 | 0.0001617
S_line_flow_sending | 30 | 5 | 0.00015978
S_line_flow_sending | 30 | 6 | 0.00017191
S_line_flow_sending | 30 | 7 | 0.0002206
S_line_flow_sending | 30 | 8 | 0.0003745
S_line_flow_sending | 30 | 9 | 0.00091233
S_line_flow_sending | 30 | 10 | 0.0014403
S_line_flow_sending | 30 | 11 | 0.0015806
S_line_flow_sending | 30 | 12 | 0.0015669
S_line_flow_sending | 30 | 13 | 0.0014791
S_line_flow_sending | 30 | 14 | 0.0015972
S_line_flow_sending | 30 | 15 | 0.0014812
S_line_flow_sending | 30 | 16 | 0.0012207
S_line_flow_sending | 30 | 17 | 0.00086558
S_line_flow_sending | 30 | 18 | 0.00055365
S_line_flow_sending | 30 | 19 | 0.00041732
S_line_flow_sending | 30 | 20 | 0.00036332
S_line_flow_sending | 30 | 21 | 0.0003165
S_line_flow_sending | 30 | 22 | 0.00026329
S_line_flow_sending | 30 | 23 | 0.00021451
S_line_flow_sending | 30 | 24 | 0.00019793
S_line_flow_sending | 31 | 1 | 6.2723e-05
S_line_flow_sending | 31 | 2 | 5.8603e-05
S_line_flow_sending | 31 | 3 | 5.6035e-05
S_line_flow_sending | 31 | 4 | 5.5083e-05
S_line_flow_sending | 31 | 5 | 5.4431e-05
S_line_flow_sending | 31 | 6 | 5.8557e-05
S_line_flow_sending | 31 | 7 | 7.5125e-05
S_line_flow_sending | 31 | 8 | 0.00012744
S_line_flow_sending | 31 | 9 | 0.00030993
S_line_flow_sending | 31 | 10 | 0.00048869
S_line_flow_sending | 31 | 11 | 0.00053614
S_line_flow_sending | 31 | 12 | 0.00053151
S_line_flow_sending | 31 | 13 | 0.00050182
S_line_flow_sending | 31 | 14 | 0.00054173
S_line_flow_sending | 31 | 15 | 0.00050253
S_line_flow_sending | 31 | 16 | 0.00041438
S_line_flow_sending | 31 | 17 | 0.00029409
S_line_flow_sending | 31 | 18 | 0.00018828
S_line_flow_sending | 31 | 19 | 0.00014199
S_line_flow_sending | 31 | 20 | 0.00012364
S_line_flow_sending | 31 | 21 | 0.00010773
S_line_flow_sending | 31 | 22 | 8.9641e-05
S_line_flow_sending | 31 | 23 | 7.3052e-05
S_line_flow_sending | 31 | 24 | 6.7412e-05
S_line_flow_sending | 32 | 1 | 0.17071
S_line_flow_sending | 32 | 2 | 0.15
S_line_flow_sending | 32 | 3 | 0.13862
S_line_flow_sending | 32 | 4 | 0.1314
S_line_flow_sending | 32 | 5 | 0.13626
S_line_flow_sending | 32 | 6 | 0.15568
S_line_flow_sending | 32 | 7 | 0.17082
S_line_flow_sending | 32 | 8 | 0.14996
S_line_flow_sending | 32 | 9 | 0.15537
S_line_flow_sending | 32 | 10 | 0.18299
S_line_flow_sending | 32 | 11 | 0.20562
S_line_flow_sending | 32 | 12 | 0.19503
S_line_flow_sending | 32 | 13 | 0.16848
S_line_flow_sending | 32 | 14 | 0.19622
S_line_flow_sending | 32 | 15 | 0.16253
S_line_flow_sending | 32 | 16 | 0.17861
S_line_flow_sending | 32 | 17 | 0.23113
S_line_flow_sending | 32 | 18 | 0.33123
S_line_flow_sending | 32 | 19 | 0.38063
S_line_flow_sending | 32 | 20 | 0.39262
S_line_flow_sending | 32 | 21 | 0.34452
S_line_flow_sending | 32 | 22 | 0.29204
S_line_flow_sending | 32 | 23 | 0.23267
S_line_flow_sending | 32 | 24 | 0.20785
S_line_flow_sending | 33 | 1 | 0.00034525
S_line_flow_sending | 33 | 2 | 0.00032
S_line_flow_sending | 33 | 3 | 0.00030462
S_line_flow_sending | 33 | 4 | 0.00029796
S_line_flow_sending | 33 | 5 | 0.0002964
S_line_flow_sending | 33 | 6 | 0.00032142
S_line_flow_sending | 33 | 7 | 0.00040921
S_line_flow_sending | 33 | 8 | 0.00066933
S_line_flow_sending | 33 | 9 | 0.0015207
S_line_flow_sending | 33 | 10 | 0.0023554
S_line_flow_sending | 33 | 11 | 0.0026023
S_line_flow_sending | 33 | 12 | 0.0025943
S_line_flow_sending | 33 | 13 | 0.0024614
S_line_flow_sending | 33 | 14 | 0.0026465
S_line_flow_sending | 33 | 15 | 0.0024789
S_line_flow_sending | 33 | 16 | 0.0020892
S_line_flow_sending | 33 | 17 | 0.0015514
S_line_flow_sending | 33 | 18 | 0.0010571
S_line_flow_sending | 33 | 19 | 0.00081154
S_line_flow_sending | 33 | 20 | 0.00071159
S_line_flow_sending | 33 | 21 | 0.00061756
S_line_flow_sending | 33 | 22 | 0.00051099
S_line_flow_sending | 33 | 23 | 0.00041346
S_line_flow_sending | 33 | 24 | 0.00037808
S_line_flow_sending | 34 | 1 | 0.0051543
S_line_flow_sending | 34 | 2 | 0.0045563
S_line_flow_sending | 34 | 3 | 0.0042231
S_line_flow_sending | 34 | 4 | 0.0040066
S_line_flow_sending | 34 | 5 | 0.004153
S_line_flow_sending | 34 | 6 | 0.0047217
S_line_flow_sending | 34 | 7 | 0.0049073
S_line_flow_sending | 34 | 8 | 0.0034615
S_line_flow_sending | 34 | 9 | 0.0021818
S_line_flow_sending | 34 | 10 | 0.0017597
S_line_flow_sending | 34 | 11 | 0.0021734
S_line_flow_sending | 34 | 12 | 0.0021428
S_line_flow_sending | 34 | 13 | 0.0019429
S_line_flow_sending | 34 | 14 | 0.0021658
S_line_flow_sending | 34 | 15 | 0.0020153
S_line_flow_sending | 34 | 16 | 0.0026039
S_line_flow_sending | 34 | 17 | 0.004306
S_line_flow_sending | 34 | 18 | 0.0073605
S_line_flow_sending | 34 | 19 | 0.0098356
S_line_flow_sending | 34 | 20 | 0.010747
S_line_flow_sending | 34 | 21 | 0.0095881
S_line_flow_sending | 34 | 22 | 0.0084122
S_line_flow_sending | 34 | 23 | 0.0068702
S_line_flow_sending | 34 | 24 | 0.0062795
S_line_flow_sending | 35 | 1 | 0.001573
S_line_flow_sending | 35 | 2 | 0.0014056
S_line_flow_sending | 35 | 3 | 0.0013109
S_line_flow_sending | 35 | 4 | 0.0012522
S_line_flow_sending | 35 | 5 | 0.0012864
S_line_flow_sending | 35 | 6 | 0.0014467
S_line_flow_sending | 35 | 7 | 0.0014545
S_line_flow_sending | 35 | 8 | 0.00091937
S_line_flow_sending | 35 | 9 | 0.00065256
S_line_flow_sending | 35 | 10 | 0.00060692
S_line_flow_sending | 35 | 11 | 0.00071564
S_line_flow_sending | 35 | 12 | 0.00070303
S_line_flow_sending | 35 | 13 | 0.00067497
S_line_flow_sending | 35 | 14 | 0.00071448
S_line_flow_sending | 35 | 15 | 0.00071913
S_line_flow_sending | 35 | 16 | 0.00071618
S_line_flow_sending | 35 | 17 | 0.00095232
S_line_flow_sending | 35 | 18 | 0.0016143
S_line_flow_sending | 35 | 19 | 0.0024951
S_line_flow_sending | 35 | 20 | 0.0028825
S_line_flow_sending | 35 | 21 | 0.0026276
S_line_flow_sending | 35 | 22 | 0.0023888
S_line_flow_sending | 35 | 23 | 0.001998
S_line_flow_sending | 35 | 24 | 0.0018725
S_line_flow_sending | 36 | 1 | 1.4348e-05
S_line_flow_sending | 36 | 2 | 1.2828e-05
S_line_flow_sending | 36 | 3 | 1.1967e-05
S_line_flow_sending | 36 | 4 | 1.1435e-05
S_line_flow_sending | 36 | 5 | 1.1745e-05
S_line_flow_sending | 36 | 6 | 1.3202e-05
S_line_flow_sending | 36 | 7 | 1.6141e-05
S_line_flow_sending | 36 | 8 | 2.1717e-05
S_line_flow_sending | 36 | 9 | 3.1646e-05
S_line_flow_sending | 36 | 10 | 4.197e-05
S_line_flow_sending | 36 | 11 | 4.8503e-05
S_line_flow_sending | 36 | 12 | 5.038e-05
S_line_flow_sending | 36 | 13 | 4.9696e-05
S_line_flow_sending | 36 | 14 | 5.1644e-05
S_line_flow_sending | 36 | 15 | 5.2034e-05
S_line_flow_sending | 36 | 16 | 5.1129e-05
S_line_flow_sending | 36 | 17 | 5.0063e-05
S_line_flow_sending | 36 | 18 | 4.6786e-05
S_line_flow_sending | 36 | 19 | 3.9071e-05
S_line_flow_sending | 36 | 20 | 3.537e-05
S_line_flow_sending | 36 | 21 | 3.03e-05
S_line_flow_sending | 36 | 22 | 2.4588e-05
S_line_flow_sending | 36 | 23 | 1.938e-05
S_line_flow_sending | 36 | 24 | 1.7064e-05
S_line_flow_sending | 37 | 1 | 0.028043
S_line_flow_sending | 37 | 2 | 0.024075
S_line_flow_sending | 37 | 3 | 0.021958
S_line_flow_sending | 37 | 4 | 0.021099
S_line_flow_sending | 37 | 5 | 0.021178
S_line_flow_sending | 37 | 6 | 0.02457
S_line_flow_sending | 37 | 7 | 0.03032
S_line_flow_sending | 37 | 8 | 0.04616
S_line_flow_sending | 37 | 9 | 0.1175
S_line_flow_sending | 37 | 10 | 0.196
S_line_flow_sending | 37 | 11 | 0.22063
S_line_flow_sending | 37 | 12 | 0.22276
S_line_flow_sending | 37 | 13 | 0.22079
S_line_flow_sending | 37 | 14 | 0.22996
S_line_flow_sending | 37 | 15 | 0.22169
S_line_flow_sending | 37 | 16 | 0.17973
S_line_flow_sending | 37 | 17 | 0.12481
S_line_flow_sending | 37 | 18 | 0.07672
S_line_flow_sending | 37 | 19 | 0.060748
S_line_flow_sending | 37 | 20 | 0.05988
S_line_flow_sending | 37 | 21 | 0.053268
S_line_flow_sending | 37 | 22 | 0.044738
S_line_flow_sending | 37 | 23 | 0.03375
S_line_flow_sending | 37 | 24 | 0.030221

## S_line_flow_receiving
Variable_name | Index: Lines | Index: Times | Value
S_line_flow_receiving | 1 | 1 | 0.046513
S_line_flow_receiving | 1 | 2 | 0.043286
S_line_flow_receiving | 1 | 3 | 0.041302
S_line_flow_receiving | 1 | 4 | 0.040122
S_line_flow_receiving | 1 | 5 | 0.04047
S_line_flow_receiving | 1 | 6 | 0.04383
S_line_flow_receiving | 1 | 7 | 0.046072
S_line_flow_receiving | 1 | 8 | 0.040176
S_line_flow_receiving | 1 | 9 | 0.049158
S_line_flow_receiving | 1 | 10 | 0.0536
S_line_flow_receiving | 1 | 11 | 0.058519
S_line_flow_receiving | 1 | 12 | 0.05432
S_line_flow_receiving | 1 | 13 | 0.044348
S_line_flow_receiving | 1 | 14 | 0.053572
S_line_flow_receiving | 1 | 15 | 0.045959
S_line_flow_receiving | 1 | 16 | 0.047481
S_line_flow_receiving | 1 | 17 | 0.051147
S_line_flow_receiving | 1 | 18 | 0.058269
S_line_flow_receiving | 1 | 19 | 0.072789
S_line_flow_receiving | 1 | 20 | 0.077899
S_line_flow_receiving | 1 | 21 | 0.070772
S_line_flow_receiving | 1 | 22 | 0.064666
S_line_flow_receiving | 1 | 23 | 0.055981
S_line_flow_receiving | 1 | 24 | 0.053693
S_line_flow_receiving | 2 | 1 | 0.016658
S_line_flow_receiving | 2 | 2 | 0.015855
S_line_flow_receiving | 2 | 3 | 0.015317
S_line_flow_receiving | 2 | 4 | 0.014995
S_line_flow_receiving | 2 | 5 | 0.015016
S_line_flow_receiving | 2 | 6 | 0.015935
S_line_flow_receiving | 2 | 7 | 0.016979
S_line_flow_receiving | 2 | 8 | 0.016612
S_line_flow_receiving | 2 | 9 | 0.023113
S_line_flow_receiving | 2 | 10 | 0.026474
S_line_flow_receiving | 2 | 11 | 0.028135
S_line_flow_receiving | 2 | 12 | 0.026314
S_line_flow_receiving | 2 | 13 | 0.021386
S_line_flow_receiving | 2 | 14 | 0.025803
S_line_flow_receiving | 2 | 15 | 0.022973
S_line_flow_receiving | 2 | 16 | 0.022774
S_line_flow_receiving | 2 | 17 | 0.02273
S_line_flow_receiving | 2 | 18 | 0.0227
S_line_flow_receiving | 2 | 19 | 0.025708
S_line_flow_receiving | 2 | 20 | 0.026425
S_line_flow_receiving | 2 | 21 | 0.023992
S_line_flow_receiving | 2 | 22 | 0.022052
S_line_flow_receiving | 2 | 23 | 0.019563
S_line_flow_receiving | 2 | 24 | 0.019014
S_line_flow_receiving | 3 | 1 | 0.0039642
S_line_flow_receiving | 3 | 2 | 0.0036218
S_line_flow_receiving | 3 | 3 | 0.0034202
S_line_flow_receiving | 3 | 4 | 0.0033157
S_line_flow_receiving | 3 | 5 | 0.003338
S_line_flow_receiving | 3 | 6 | 0.0036718
S_line_flow_receiving | 3 | 7 | 0.0041479
S_line_flow_receiving | 3 | 8 | 0.0046066
S_line_flow_receiving | 3 | 9 | 0.007908
S_line_flow_receiving | 3 | 10 | 0.010819
S_line_flow_receiving | 3 | 11 | 0.01207
S_line_flow_receiving | 3 | 12 | 0.011645
S_line_flow_receiving | 3 | 13 | 0.010477
S_line_flow_receiving | 3 | 14 | 0.011792
S_line_flow_receiving | 3 | 15 | 0.010308
S_line_flow_receiving | 3 | 16 | 0.0093795
S_line_flow_receiving | 3 | 17 | 0.0080268
S_line_flow_receiving | 3 | 18 | 0.0070669
S_line_flow_receiving | 3 | 19 | 0.0073383
S_line_flow_receiving | 3 | 20 | 0.0074024
S_line_flow_receiving | 3 | 21 | 0.0066186
S_line_flow_receiving | 3 | 22 | 0.005798
S_line_flow_receiving | 3 | 23 | 0.0048026
S_line_flow_receiving | 3 | 24 | 0.0044862
S_line_flow_receiving | 4 | 1 | 0.0030653
S_line_flow_receiving | 4 | 2 | 0.0028094
S_line_flow_receiving | 4 | 3 | 0.0026577
S_line_flow_receiving | 4 | 4 | 0.0025816
S_line_flow_receiving | 4 | 5 | 0.0025919
S_line_flow_receiving | 4 | 6 | 0.0028422
S_line_flow_receiving | 4 | 7 | 0.0031812
S_line_flow_receiving | 4 | 8 | 0.0034803
S_line_flow_receiving | 4 | 9 | 0.0062054
S_line_flow_receiving | 4 | 10 | 0.0086154
S_line_flow_receiving | 4 | 11 | 0.0095656
S_line_flow_receiving | 4 | 12 | 0.0091963
S_line_flow_receiving | 4 | 13 | 0.0082629
S_line_flow_receiving | 4 | 14 | 0.0093093
S_line_flow_receiving | 4 | 15 | 0.0081157
S_line_flow_receiving | 4 | 16 | 0.0072307
S_line_flow_receiving | 4 | 17 | 0.0059685
S_line_flow_receiving | 4 | 18 | 0.0050822
S_line_flow_receiving | 4 | 19 | 0.0053839
S_line_flow_receiving | 4 | 20 | 0.005504
S_line_flow_receiving | 4 | 21 | 0.0049515
S_line_flow_receiving | 4 | 22 | 0.0043839
S_line_flow_receiving | 4 | 23 | 0.0036571
S_line_flow_receiving | 4 | 24 | 0.003444
S_line_flow_receiving | 5 | 1 | 0.0026812
S_line_flow_receiving | 5 | 2 | 0.0024623
S_line_flow_receiving | 5 | 3 | 0.002332
S_line_flow_receiving | 5 | 4 | 0.002268
S_line_flow_receiving | 5 | 5 | 0.0022735
S_line_flow_receiving | 5 | 6 | 0.002488
S_line_flow_receiving | 5 | 7 | 0.002773
S_line_flow_receiving | 5 | 8 | 0.0030251
S_line_flow_receiving | 5 | 9 | 0.0055145
S_line_flow_receiving | 5 | 10 | 0.0077252
S_line_flow_receiving | 5 | 11 | 0.0085536
S_line_flow_receiving | 5 | 12 | 0.0082254
S_line_flow_receiving | 5 | 13 | 0.0074133
S_line_flow_receiving | 5 | 14 | 0.0083283
S_line_flow_receiving | 5 | 15 | 0.0072905
S_line_flow_receiving | 5 | 16 | 0.0064184
S_line_flow_receiving | 5 | 17 | 0.0051885
S_line_flow_receiving | 5 | 18 | 0.0043119
S_line_flow_receiving | 5 | 19 | 0.0045827
S_line_flow_receiving | 5 | 20 | 0.0047096
S_line_flow_receiving | 5 | 21 | 0.0042511
S_line_flow_receiving | 5 | 22 | 0.003785
S_line_flow_receiving | 5 | 23 | 0.0031708
S_line_flow_receiving | 5 | 24 | 0.0029992
S_line_flow_receiving | 6 | 1 | 0.040652
S_line_flow_receiving | 6 | 2 | 0.036278
S_line_flow_receiving | 6 | 3 | 0.033815
S_line_flow_receiving | 6 | 4 | 0.032472
S_line_flow_receiving | 6 | 5 | 0.033036
S_line_flow_receiving | 6 | 6 | 0.037135
S_line_flow_receiving | 6 | 7 | 0.040696
S_line_flow_receiving | 6 | 8 | 0.036649
S_line_flow_receiving | 6 | 9 | 0.046858
S_line_flow_receiving | 6 | 10 | 0.054159
S_line_flow_receiving | 6 | 11 | 0.062339
S_line_flow_receiving | 6 | 12 | 0.05716
S_line_flow_receiving | 6 | 13 | 0.047545
S_line_flow_receiving | 6 | 14 | 0.057619
S_line_flow_receiving | 6 | 15 | 0.042262
S_line_flow_receiving | 6 | 16 | 0.045675
S_line_flow_receiving | 6 | 17 | 0.049817
S_line_flow_receiving | 6 | 18 | 0.059999
S_line_flow_receiving | 6 | 19 | 0.074501
S_line_flow_receiving | 6 | 20 | 0.079586
S_line_flow_receiving | 6 | 21 | 0.071443
S_line_flow_receiving | 6 | 22 | 0.062579
S_line_flow_receiving | 6 | 23 | 0.050851
S_line_flow_receiving | 6 | 24 | 0.046873
S_line_flow_receiving | 7 | 1 | 5.7986e-05
S_line_flow_receiving | 7 | 2 | 5.4176e-05
S_line_flow_receiving | 7 | 3 | 5.1802e-05
S_line_flow_receiving | 7 | 4 | 5.0922e-05
S_line_flow_receiving | 7 | 5 | 5.0319e-05
S_line_flow_receiving | 7 | 6 | 5.4134e-05
S_line_flow_receiving | 7 | 7 | 6.9453e-05
S_line_flow_receiving | 7 | 8 | 0.00011783
S_line_flow_receiving | 7 | 9 | 0.00028662
S_line_flow_receiving | 7 | 10 | 0.000452
S_line_flow_receiving | 7 | 11 | 0.0004959
S_line_flow_receiving | 7 | 12 | 0.00049162
S_line_flow_receiving | 7 | 13 | 0.00046415
S_line_flow_receiving | 7 | 14 | 0.00050108
S_line_flow_receiving | 7 | 15 | 0.00046481
S_line_flow_receiving | 7 | 16 | 0.00038324
S_line_flow_receiving | 7 | 17 | 0.00027197
S_line_flow_receiving | 7 | 18 | 0.0001741
S_line_flow_receiving | 7 | 19 | 0.00013128
S_line_flow_receiving | 7 | 20 | 0.00011432
S_line_flow_receiving | 7 | 21 | 9.9601e-05
S_line_flow_receiving | 7 | 22 | 8.2875e-05
S_line_flow_receiving | 7 | 23 | 6.7536e-05
S_line_flow_receiving | 7 | 24 | 6.2321e-05
S_line_flow_receiving | 8 | 1 | 1.1033e-05
S_line_flow_receiving | 8 | 2 | 9.8644e-06
S_line_flow_receiving | 8 | 3 | 9.2028e-06
S_line_flow_receiving | 8 | 4 | 8.7933e-06
S_line_flow_receiving | 8 | 5 | 9.0319e-06
S_line_flow_receiving | 8 | 6 | 1.0152e-05
S_line_flow_receiving | 8 | 7 | 1.2412e-05
S_line_flow_receiving | 8 | 8 | 1.6698e-05
S_line_flow_receiving | 8 | 9 | 2.4331e-05
S_line_flow_receiving | 8 | 10 | 3.2265e-05
S_line_flow_receiving | 8 | 11 | 3.7286e-05
S_line_flow_receiving | 8 | 12 | 3.8728e-05
S_line_flow_receiving | 8 | 13 | 3.8203e-05
S_line_flow_receiving | 8 | 14 | 3.97e-05
S_line_flow_receiving | 8 | 15 | 4e-05
S_line_flow_receiving | 8 | 16 | 3.9304e-05
S_line_flow_receiving | 8 | 17 | 3.8485e-05
S_line_flow_receiving | 8 | 18 | 3.5966e-05
S_line_flow_receiving | 8 | 19 | 3.0037e-05
S_line_flow_receiving | 8 | 20 | 2.7192e-05
S_line_flow_receiving | 8 | 21 | 2.3295e-05
S_line_flow_receiving | 8 | 22 | 1.8905e-05
S_line_flow_receiving | 8 | 23 | 1.4902e-05
S_line_flow_receiving | 8 | 24 | 1.3121e-05
S_line_flow_receiving | 9 | 1 | 0.0075235
S_line_flow_receiving | 9 | 2 | 0.006604
S_line_flow_receiving | 9 | 3 | 0.0060962
S_line_flow_receiving | 9 | 4 | 0.005755
S_line_flow_receiving | 9 | 5 | 0.0060068
S_line_flow_receiving | 9 | 6 | 0.006878
S_line_flow_receiving | 9 | 7 | 0.0061766
S_line_flow_receiving | 9 | 8 | 0.0020285
S_line_flow_receiving | 9 | 9 | 0.0019101
S_line_flow_receiving | 9 | 10 | 0.0066665
S_line_flow_receiving | 9 | 11 | 0.0070038
S_line_flow_receiving | 9 | 12 | 0.0086612
S_line_flow_receiving | 9 | 13 | 0.011352
S_line_flow_receiving | 9 | 14 | 0.0092668
S_line_flow_receiving | 9 | 15 | 0.013178
S_line_flow_receiving | 9 | 16 | 0.0073348
S_line_flow_receiving | 9 | 17 | 0.003153
S_line_flow_receiving | 9 | 18 | 0.004431
S_line_flow_receiving | 9 | 19 | 0.010039
S_line_flow_receiving | 9 | 20 | 0.013263
S_line_flow_receiving | 9 | 21 | 0.012333
S_line_flow_receiving | 9 | 22 | 0.011646
S_line_flow_receiving | 9 | 23 | 0.0098528
S_line_flow_receiving | 9 | 24 | 0.0093094
S_line_flow_receiving | 10 | 1 | 1.1034e-05
S_line_flow_receiving | 10 | 2 | 9.8652e-06
S_line_flow_receiving | 10 | 3 | 9.2036e-06
S_line_flow_receiving | 10 | 4 | 8.794e-06
S_line_flow_receiving | 10 | 5 | 9.0326e-06
S_line_flow_receiving | 10 | 6 | 1.0153e-05
S_line_flow_receiving | 10 | 7 | 1.2413e-05
S_line_flow_receiving | 10 | 8 | 1.67e-05
S_line_flow_receiving | 10 | 9 | 2.4334e-05
S_line_flow_receiving | 10 | 10 | 3.227e-05
S_line_flow_receiving | 10 | 11 | 3.7292e-05
S_line_flow_receiving | 10 | 12 | 3.8735e-05
S_line_flow_receiving | 10 | 13 | 3.8209e-05
S_line_flow_receiving | 10 | 14 | 3.9707e-05
S_line_flow_receiving | 10 | 15 | 4.0007e-05
S_line_flow_receiving | 10 | 16 | 3.931e-05
S_line_flow_receiving | 10 | 17 | 3.8491e-05
S_line_flow_receiving | 10 | 18 | 3.5972e-05
S_line_flow_receiving | 10 | 19 | 3.0042e-05
S_line_flow_receiving | 10 | 20 | 2.7196e-05
S_line_flow_receiving | 10 | 21 | 2.3298e-05
S_line_flow_receiving | 10 | 22 | 1.8907e-05
S_line_flow_receiving | 10 | 23 | 1.4903e-05
S_line_flow_receiving | 10 | 24 | 1.3122e-05
S_line_flow_receiving | 11 | 1 | 3.7318e-05
S_line_flow_receiving | 11 | 2 | 3.3365e-05
S_line_flow_receiving | 11 | 3 | 3.1127e-05
S_line_flow_receiving | 11 | 4 | 2.9742e-05
S_line_flow_receiving | 11 | 5 | 3.0549e-05
S_line_flow_receiving | 11 | 6 | 3.4338e-05
S_line_flow_receiving | 11 | 7 | 4.1983e-05
S_line_flow_receiving | 11 | 8 | 5.6485e-05
S_line_flow_receiving | 11 | 9 | 8.2312e-05
S_line_flow_receiving | 11 | 10 | 0.00010916
S_line_flow_receiving | 11 | 11 | 0.00012616
S_line_flow_receiving | 11 | 12 | 0.00013104
S_line_flow_receiving | 11 | 13 | 0.00012926
S_line_flow_receiving | 11 | 14 | 0.00013433
S_line_flow_receiving | 11 | 15 | 0.00013534
S_line_flow_receiving | 11 | 16 | 0.00013298
S_line_flow_receiving | 11 | 17 | 0.00013021
S_line_flow_receiving | 11 | 18 | 0.00012169
S_line_flow_receiving | 11 | 19 | 0.00010162
S_line_flow_receiving | 11 | 20 | 9.1998e-05
S_line_flow_receiving | 11 | 21 | 7.8809e-05
S_line_flow_receiving | 11 | 22 | 6.3953e-05
S_line_flow_receiving | 11 | 23 | 5.0408e-05
S_line_flow_receiving | 11 | 24 | 4.4383e-05
S_line_flow_receiving | 12 | 1 | 0.00088848
S_line_flow_receiving | 12 | 2 | 0.0007941
S_line_flow_receiving | 12 | 3 | 0.00074069
S_line_flow_receiving | 12 | 4 | 0.00070763
S_line_flow_receiving | 12 | 5 | 0.00072689
S_line_flow_receiving | 12 | 6 | 0.00081732
S_line_flow_receiving | 12 | 7 | 0.0009999
S_line_flow_receiving | 12 | 8 | 0.0013466
S_line_flow_receiving | 12 | 9 | 0.0019652
S_line_flow_receiving | 12 | 10 | 0.0026097
S_line_flow_receiving | 12 | 11 | 0.0030184
S_line_flow_receiving | 12 | 12 | 0.0031357
S_line_flow_receiving | 12 | 13 | 0.0030927
S_line_flow_receiving | 12 | 14 | 0.0032149
S_line_flow_receiving | 12 | 15 | 0.003239
S_line_flow_receiving | 12 | 16 | 0.0031826
S_line_flow_receiving | 12 | 17 | 0.0031162
S_line_flow_receiving | 12 | 18 | 0.0029114
S_line_flow_receiving | 12 | 19 | 0.0024293
S_line_flow_receiving | 12 | 20 | 0.0021982
S_line_flow_receiving | 12 | 21 | 0.0018817
S_line_flow_receiving | 12 | 22 | 0.0015256
S_line_flow_receiving | 12 | 23 | 0.0012013
S_line_flow_receiving | 12 | 24 | 0.0010573
S_line_flow_receiving | 13 | 1 | 0.00068311
S_line_flow_receiving | 13 | 2 | 0.00061062
S_line_flow_receiving | 13 | 3 | 0.00056958
S_line_flow_receiving | 13 | 4 | 0.00054419
S_line_flow_receiving | 13 | 5 | 0.00055898
S_line_flow_receiving | 13 | 6 | 0.00062846
S_line_flow_receiving | 13 | 7 | 0.0007687
S_line_flow_receiving | 13 | 8 | 0.0010349
S_line_flow_receiving | 13 | 9 | 0.0015096
S_line_flow_receiving | 13 | 10 | 0.0020039
S_line_flow_receiving | 13 | 11 | 0.002317
S_line_flow_receiving | 13 | 12 | 0.002407
S_line_flow_receiving | 13 | 13 | 0.0023741
S_line_flow_receiving | 13 | 14 | 0.0024676
S_line_flow_receiving | 13 | 15 | 0.0024862
S_line_flow_receiving | 13 | 16 | 0.0024429
S_line_flow_receiving | 13 | 17 | 0.0023919
S_line_flow_receiving | 13 | 18 | 0.0022349
S_line_flow_receiving | 13 | 19 | 0.0018654
S_line_flow_receiving | 13 | 20 | 0.0016881
S_line_flow_receiving | 13 | 21 | 0.0014454
S_line_flow_receiving | 13 | 22 | 0.0011722
S_line_flow_receiving | 13 | 23 | 0.00092336
S_line_flow_receiving | 13 | 24 | 0.00081275
S_line_flow_receiving | 14 | 1 | 0.00034839
S_line_flow_receiving | 14 | 2 | 0.00031143
S_line_flow_receiving | 14 | 3 | 0.0002905
S_line_flow_receiving | 14 | 4 | 0.00027755
S_line_flow_receiving | 14 | 5 | 0.00028509
S_line_flow_receiving | 14 | 6 | 0.00032052
S_line_flow_receiving | 14 | 7 | 0.00039204
S_line_flow_receiving | 14 | 8 | 0.00052777
S_line_flow_receiving | 14 | 9 | 0.00076982
S_line_flow_receiving | 14 | 10 | 0.0010218
S_line_flow_receiving | 14 | 11 | 0.0011815
S_line_flow_receiving | 14 | 12 | 0.0012273
S_line_flow_receiving | 14 | 13 | 0.0012105
S_line_flow_receiving | 14 | 14 | 0.0012582
S_line_flow_receiving | 14 | 15 | 0.0012677
S_line_flow_receiving | 14 | 16 | 0.0012456
S_line_flow_receiving | 14 | 17 | 0.0012196
S_line_flow_receiving | 14 | 18 | 0.0011396
S_line_flow_receiving | 14 | 19 | 0.00095119
S_line_flow_receiving | 14 | 20 | 0.00086084
S_line_flow_receiving | 14 | 21 | 0.00073708
S_line_flow_receiving | 14 | 22 | 0.00059778
S_line_flow_receiving | 14 | 23 | 0.0004709
S_line_flow_receiving | 14 | 24 | 0.0004145
S_line_flow_receiving | 15 | 1 | 0.00024154
S_line_flow_receiving | 15 | 2 | 0.00021592
S_line_flow_receiving | 15 | 3 | 0.00020142
S_line_flow_receiving | 15 | 4 | 0.00019244
S_line_flow_receiving | 15 | 5 | 0.00019767
S_line_flow_receiving | 15 | 6 | 0.00022222
S_line_flow_receiving | 15 | 7 | 0.00027178
S_line_flow_receiving | 15 | 8 | 0.00036582
S_line_flow_receiving | 15 | 9 | 0.00053346
S_line_flow_receiving | 15 | 10 | 0.00070793
S_line_flow_receiving | 15 | 11 | 0.00081843
S_line_flow_receiving | 15 | 12 | 0.00085017
S_line_flow_receiving | 15 | 13 | 0.00083858
S_line_flow_receiving | 15 | 14 | 0.00087157
S_line_flow_receiving | 15 | 15 | 0.00087814
S_line_flow_receiving | 15 | 16 | 0.00086284
S_line_flow_receiving | 15 | 17 | 0.00084485
S_line_flow_receiving | 15 | 18 | 0.00078945
S_line_flow_receiving | 15 | 19 | 0.00065901
S_line_flow_receiving | 15 | 20 | 0.00059646
S_line_flow_receiving | 15 | 21 | 0.00051077
S_line_flow_receiving | 15 | 22 | 0.00041431
S_line_flow_receiving | 15 | 23 | 0.00032642
S_line_flow_receiving | 15 | 24 | 0.00028734
S_line_flow_receiving | 16 | 1 | 0.00014935
S_line_flow_receiving | 16 | 2 | 0.00013353
S_line_flow_receiving | 16 | 3 | 0.00012457
S_line_flow_receiving | 16 | 4 | 0.00011902
S_line_flow_receiving | 16 | 5 | 0.00012225
S_line_flow_receiving | 16 | 6 | 0.00013742
S_line_flow_receiving | 16 | 7 | 0.00016803
S_line_flow_receiving | 16 | 8 | 0.00022609
S_line_flow_receiving | 16 | 9 | 0.00032951
S_line_flow_receiving | 16 | 10 | 0.00043706
S_line_flow_receiving | 16 | 11 | 0.00050512
S_line_flow_receiving | 16 | 12 | 0.00052468
S_line_flow_receiving | 16 | 13 | 0.00051755
S_line_flow_receiving | 16 | 14 | 0.00053785
S_line_flow_receiving | 16 | 15 | 0.00054192
S_line_flow_receiving | 16 | 16 | 0.00053248
S_line_flow_receiving | 16 | 17 | 0.00052139
S_line_flow_receiving | 16 | 18 | 0.00048724
S_line_flow_receiving | 16 | 19 | 0.00040687
S_line_flow_receiving | 16 | 20 | 0.00036831
S_line_flow_receiving | 16 | 21 | 0.00031549
S_line_flow_receiving | 16 | 22 | 0.00025599
S_line_flow_receiving | 16 | 23 | 0.00020176
S_line_flow_receiving | 16 | 24 | 0.00017764
S_line_flow_receiving | 17 | 1 | 7.9723e-05
S_line_flow_receiving | 17 | 2 | 7.128e-05
S_line_flow_receiving | 17 | 3 | 6.6499e-05
S_line_flow_receiving | 17 | 4 | 6.354e-05
S_line_flow_receiving | 17 | 5 | 6.5264e-05
S_line_flow_receiving | 17 | 6 | 7.3358e-05
S_line_flow_receiving | 17 | 7 | 8.9689e-05
S_line_flow_receiving | 17 | 8 | 0.00012066
S_line_flow_receiving | 17 | 9 | 0.00017583
S_line_flow_receiving | 17 | 10 | 0.00023318
S_line_flow_receiving | 17 | 11 | 0.00026946
S_line_flow_receiving | 17 | 12 | 0.00027989
S_line_flow_receiving | 17 | 13 | 0.00027609
S_line_flow_receiving | 17 | 14 | 0.00028691
S_line_flow_receiving | 17 | 15 | 0.00028908
S_line_flow_receiving | 17 | 16 | 0.00028405
S_line_flow_receiving | 17 | 17 | 0.00027813
S_line_flow_receiving | 17 | 18 | 0.00025992
S_line_flow_receiving | 17 | 19 | 0.00021707
S_line_flow_receiving | 17 | 20 | 0.00019651
S_line_flow_receiving | 17 | 21 | 0.00016835
S_line_flow_receiving | 17 | 22 | 0.00013661
S_line_flow_receiving | 17 | 23 | 0.00010768
S_line_flow_receiving | 17 | 24 | 9.4815e-05
S_line_flow_receiving | 18 | 1 | 0.0064311
S_line_flow_receiving | 18 | 2 | 0.0057875
S_line_flow_receiving | 18 | 3 | 0.005419
S_line_flow_receiving | 18 | 4 | 0.0052034
S_line_flow_receiving | 18 | 5 | 0.0053056
S_line_flow_receiving | 18 | 6 | 0.0059248
S_line_flow_receiving | 18 | 7 | 0.0060101
S_line_flow_receiving | 18 | 8 | 0.0040459
S_line_flow_receiving | 18 | 9 | 0.0036432
S_line_flow_receiving | 18 | 10 | 0.0035296
S_line_flow_receiving | 18 | 11 | 0.0040845
S_line_flow_receiving | 18 | 12 | 0.0037611
S_line_flow_receiving | 18 | 13 | 0.0032299
S_line_flow_receiving | 18 | 14 | 0.0037694
S_line_flow_receiving | 18 | 15 | 0.003229
S_line_flow_receiving | 18 | 16 | 0.0033776
S_line_flow_receiving | 18 | 17 | 0.0041493
S_line_flow_receiving | 18 | 18 | 0.0062716
S_line_flow_receiving | 18 | 19 | 0.0097457
S_line_flow_receiving | 18 | 20 | 0.011302
S_line_flow_receiving | 18 | 21 | 0.010344
S_line_flow_receiving | 18 | 22 | 0.0094692
S_line_flow_receiving | 18 | 23 | 0.0079596
S_line_flow_receiving | 18 | 24 | 0.0075288
S_line_flow_receiving | 19 | 1 | 0.0055262
S_line_flow_receiving | 19 | 2 | 0.0049801
S_line_flow_receiving | 19 | 3 | 0.0046668
S_line_flow_receiving | 19 | 4 | 0.0044841
S_line_flow_receiving | 19 | 5 | 0.0045692
S_line_flow_receiving | 19 | 6 | 0.0050953
S_line_flow_receiving | 19 | 7 | 0.0050997
S_line_flow_receiving | 19 | 8 | 0.0032543
S_line_flow_receiving | 19 | 9 | 0.0028507
S_line_flow_receiving | 19 | 10 | 0.0028064
S_line_flow_receiving | 19 | 11 | 0.0032352
S_line_flow_receiving | 19 | 12 | 0.0030319
S_line_flow_receiving | 19 | 13 | 0.0027411
S_line_flow_receiving | 19 | 14 | 0.0030554
S_line_flow_receiving | 19 | 15 | 0.0028344
S_line_flow_receiving | 19 | 16 | 0.002745
S_line_flow_receiving | 19 | 17 | 0.0031894
S_line_flow_receiving | 19 | 18 | 0.0048775
S_line_flow_receiving | 19 | 19 | 0.0079683
S_line_flow_receiving | 19 | 20 | 0.0094143
S_line_flow_receiving | 19 | 21 | 0.0086706
S_line_flow_receiving | 19 | 22 | 0.0080178
S_line_flow_receiving | 19 | 23 | 0.0067838
S_line_flow_receiving | 19 | 24 | 0.0064526
S_line_flow_receiving | 20 | 1 | 0.0047599
S_line_flow_receiving | 20 | 2 | 0.0042932
S_line_flow_receiving | 20 | 3 | 0.0040251
S_line_flow_receiving | 20 | 4 | 0.0038695
S_line_flow_receiving | 20 | 5 | 0.0039404
S_line_flow_receiving | 20 | 6 | 0.0043904
S_line_flow_receiving | 20 | 7 | 0.0048568
S_line_flow_receiving | 20 | 8 | 0.0047046
S_line_flow_receiving | 20 | 9 | 0.0059265
S_line_flow_receiving | 20 | 10 | 0.0068606
S_line_flow_receiving | 20 | 11 | 0.0078644
S_line_flow_receiving | 20 | 12 | 0.0074988
S_line_flow_receiving | 20 | 13 | 0.0065014
S_line_flow_receiving | 20 | 14 | 0.0075533
S_line_flow_receiving | 20 | 15 | 0.006336
S_line_flow_receiving | 20 | 16 | 0.00673
S_line_flow_receiving | 20 | 17 | 0.007287
S_line_flow_receiving | 20 | 18 | 0.0081894
S_line_flow_receiving | 20 | 19 | 0.0092048
S_line_flow_receiving | 20 | 20 | 0.0094669
S_line_flow_receiving | 20 | 21 | 0.0084257
S_line_flow_receiving | 20 | 22 | 0.0073331
S_line_flow_receiving | 20 | 23 | 0.0060171
S_line_flow_receiving | 20 | 24 | 0.0055479
S_line_flow_receiving | 21 | 1 | 0.0020345
S_line_flow_receiving | 21 | 2 | 0.0018168
S_line_flow_receiving | 21 | 3 | 0.0016938
S_line_flow_receiving | 21 | 4 | 0.0016177
S_line_flow_receiving | 21 | 5 | 0.001662
S_line_flow_receiving | 21 | 6 | 0.0018703
S_line_flow_receiving | 21 | 7 | 0.0019243
S_line_flow_receiving | 21 | 8 | 0.001343
S_line_flow_receiving | 21 | 9 | 0.001038
S_line_flow_receiving | 21 | 10 | 0.00092875
S_line_flow_receiving | 21 | 11 | 0.0011046
S_line_flow_receiving | 21 | 12 | 0.0010447
S_line_flow_receiving | 21 | 13 | 0.00091052
S_line_flow_receiving | 21 | 14 | 0.0010498
S_line_flow_receiving | 21 | 15 | 0.0009184
S_line_flow_receiving | 21 | 16 | 0.0010682
S_line_flow_receiving | 21 | 17 | 0.00152
S_line_flow_receiving | 21 | 18 | 0.0024336
S_line_flow_receiving | 21 | 19 | 0.0034632
S_line_flow_receiving | 21 | 20 | 0.0038808
S_line_flow_receiving | 21 | 21 | 0.0035076
S_line_flow_receiving | 21 | 22 | 0.0031428
S_line_flow_receiving | 21 | 23 | 0.0026068
S_line_flow_receiving | 21 | 24 | 0.0024245
S_line_flow_receiving | 22 | 1 | 0.0038148
S_line_flow_receiving | 22 | 2 | 0.0038045
S_line_flow_receiving | 22 | 3 | 0.0037693
S_line_flow_receiving | 22 | 4 | 0.003733
S_line_flow_receiving | 22 | 5 | 0.0037099
S_line_flow_receiving | 22 | 6 | 0.0037826
S_line_flow_receiving | 22 | 7 | 0.0037741
S_line_flow_receiving | 22 | 8 | 0.0031783
S_line_flow_receiving | 22 | 9 | 0.003357
S_line_flow_receiving | 22 | 10 | 0.002728
S_line_flow_receiving | 22 | 11 | 0.0025543
S_line_flow_receiving | 22 | 12 | 0.0021857
S_line_flow_receiving | 22 | 13 | 0.0013357
S_line_flow_receiving | 22 | 14 | 0.0019629
S_line_flow_receiving | 22 | 15 | 0.0018222
S_line_flow_receiving | 22 | 16 | 0.002179
S_line_flow_receiving | 22 | 17 | 0.0029018
S_line_flow_receiving | 22 | 18 | 0.0034871
S_line_flow_receiving | 22 | 19 | 0.0045448
S_line_flow_receiving | 22 | 20 | 0.0048248
S_line_flow_receiving | 22 | 21 | 0.004491
S_line_flow_receiving | 22 | 22 | 0.0044212
S_line_flow_receiving | 22 | 23 | 0.004278
S_line_flow_receiving | 22 | 24 | 0.0043679
S_line_flow_receiving | 23 | 1 | 0.0031519
S_line_flow_receiving | 23 | 2 | 0.0031754
S_line_flow_receiving | 23 | 3 | 0.0031628
S_line_flow_receiving | 23 | 4 | 0.0031422
S_line_flow_receiving | 23 | 5 | 0.003114
S_line_flow_receiving | 23 | 6 | 0.0031473
S_line_flow_receiving | 23 | 7 | 0.0035304
S_line_flow_receiving | 23 | 8 | 0.0046772
S_line_flow_receiving | 23 | 9 | 0.0073138
S_line_flow_receiving | 23 | 10 | 0.0085453
S_line_flow_receiving | 23 | 11 | 0.0085797
S_line_flow_receiving | 23 | 12 | 0.0083999
S_line_flow_receiving | 23 | 13 | 0.0068644
S_line_flow_receiving | 23 | 14 | 0.0080819
S_line_flow_receiving | 23 | 15 | 0.0086849
S_line_flow_receiving | 23 | 16 | 0.0083994
S_line_flow_receiving | 23 | 17 | 0.0080769
S_line_flow_receiving | 23 | 18 | 0.0066149
S_line_flow_receiving | 23 | 19 | 0.0054708
S_line_flow_receiving | 23 | 20 | 0.0048233
S_line_flow_receiving | 23 | 21 | 0.0042776
S_line_flow_receiving | 23 | 22 | 0.0038796
S_line_flow_receiving | 23 | 23 | 0.0036375
S_line_flow_receiving | 23 | 24 | 0.0035937
S_line_flow_receiving | 24 | 1 | 0.0007864
S_line_flow_receiving | 24 | 2 | 0.00079225
S_line_flow_receiving | 24 | 3 | 0.00078913
S_line_flow_receiving | 24 | 4 | 0.000784
S_line_flow_receiving | 24 | 5 | 0.00077697
S_line_flow_receiving | 24 | 6 | 0.00078525
S_line_flow_receiving | 24 | 7 | 0.00088073
S_line_flow_receiving | 24 | 8 | 0.0011664
S_line_flow_receiving | 24 | 9 | 0.0018229
S_line_flow_receiving | 24 | 10 | 0.0021293
S_line_flow_receiving | 24 | 11 | 0.0021378
S_line_flow_receiving | 24 | 12 | 0.0020931
S_line_flow_receiving | 24 | 13 | 0.0017111
S_line_flow_receiving | 24 | 14 | 0.002014
S_line_flow_receiving | 24 | 15 | 0.002164
S_line_flow_receiving | 24 | 16 | 0.002093
S_line_flow_receiving | 24 | 17 | 0.0020127
S_line_flow_receiving | 24 | 18 | 0.0016489
S_line_flow_receiving | 24 | 19 | 0.0013641
S_line_flow_receiving | 24 | 20 | 0.0012028
S_line_flow_receiving | 24 | 21 | 0.0010669
S_line_flow_receiving | 24 | 22 | 0.00096774
S_line_flow_receiving | 24 | 23 | 0.00090742
S_line_flow_receiving | 24 | 24 | 0.0008965
S_line_flow_receiving | 25 | 1 | 0.0023745
S_line_flow_receiving | 25 | 2 | 0.0021847
S_line_flow_receiving | 25 | 3 | 0.0020712
S_line_flow_receiving | 25 | 4 | 0.0020167
S_line_flow_receiving | 25 | 5 | 0.0020184
S_line_flow_receiving | 25 | 6 | 0.0022048
S_line_flow_receiving | 25 | 7 | 0.0024511
S_line_flow_receiving | 25 | 8 | 0.0026852
S_line_flow_receiving | 25 | 9 | 0.0050284
S_line_flow_receiving | 25 | 10 | 0.0071288
S_line_flow_receiving | 25 | 11 | 0.0078786
S_line_flow_receiving | 25 | 12 | 0.0075904
S_line_flow_receiving | 25 | 13 | 0.0068772
S_line_flow_receiving | 25 | 14 | 0.0076902
S_line_flow_receiving | 25 | 15 | 0.0067834
S_line_flow_receiving | 25 | 16 | 0.0058999
S_line_flow_receiving | 25 | 17 | 0.0046667
S_line_flow_receiving | 25 | 18 | 0.0037622
S_line_flow_receiving | 25 | 19 | 0.0039751
S_line_flow_receiving | 25 | 20 | 0.0040958
S_line_flow_receiving | 25 | 21 | 0.0037061
S_line_flow_receiving | 25 | 22 | 0.0033139
S_line_flow_receiving | 25 | 23 | 0.0027853
S_line_flow_receiving | 25 | 24 | 0.0026447
S_line_flow_receiving | 26 | 1 | 0.0020725
S_line_flow_receiving | 26 | 2 | 0.001911
S_line_flow_receiving | 26 | 3 | 0.0018139
S_line_flow_receiving | 26 | 4 | 0.0017686
S_line_flow_receiving | 26 | 5 | 0.0017668
S_line_flow_receiving | 26 | 6 | 0.0019258
S_line_flow_receiving | 26 | 7 | 0.0021343
S_line_flow_receiving | 26 | 8 | 0.0023507
S_line_flow_receiving | 26 | 9 | 0.0045407
S_line_flow_receiving | 26 | 10 | 0.0065254
S_line_flow_receiving | 26 | 11 | 0.0071975
S_line_flow_receiving | 26 | 12 | 0.0069514
S_line_flow_receiving | 26 | 13 | 0.0063398
S_line_flow_receiving | 26 | 14 | 0.0070483
S_line_flow_receiving | 26 | 15 | 0.0062772
S_line_flow_receiving | 26 | 16 | 0.0053877
S_line_flow_receiving | 26 | 17 | 0.0041599
S_line_flow_receiving | 26 | 18 | 0.0032342
S_line_flow_receiving | 26 | 19 | 0.003386
S_line_flow_receiving | 26 | 20 | 0.0034985
S_line_flow_receiving | 26 | 21 | 0.0031747
S_line_flow_receiving | 26 | 22 | 0.0028534
S_line_flow_receiving | 26 | 23 | 0.0024076
S_line_flow_receiving | 26 | 24 | 0.0022966
S_line_flow_receiving | 27 | 1 | 0.001784
S_line_flow_receiving | 27 | 2 | 0.0016494
S_line_flow_receiving | 27 | 3 | 0.001568
S_line_flow_receiving | 27 | 4 | 0.0015314
S_line_flow_receiving | 27 | 5 | 0.0015266
S_line_flow_receiving | 27 | 6 | 0.0016595
S_line_flow_receiving | 27 | 7 | 0.0018337
S_line_flow_receiving | 27 | 8 | 0.0020404
S_line_flow_receiving | 27 | 9 | 0.0040742
S_line_flow_receiving | 27 | 10 | 0.0059399
S_line_flow_receiving | 27 | 11 | 0.0065372
S_line_flow_receiving | 27 | 12 | 0.0063414
S_line_flow_receiving | 27 | 13 | 0.0058401
S_line_flow_receiving | 27 | 14 | 0.0064368
S_line_flow_receiving | 27 | 15 | 0.0058148
S_line_flow_receiving | 27 | 16 | 0.0049254
S_line_flow_receiving | 27 | 17 | 0.0037117
S_line_flow_receiving | 27 | 18 | 0.0027662
S_line_flow_receiving | 27 | 19 | 0.0028415
S_line_flow_receiving | 27 | 20 | 0.0029384
S_line_flow_receiving | 27 | 21 | 0.002675
S_line_flow_receiving | 27 | 22 | 0.0024175
S_line_flow_receiving | 27 | 23 | 0.0020495
S_line_flow_receiving | 27 | 24 | 0.0019651
S_line_flow_receiving | 28 | 1 | 0.001541
S_line_flow_receiving | 28 | 2 | 0.0014287
S_line_flow_receiving | 28 | 3 | 0.0013603
S_line_flow_receiving | 28 | 4 | 0.0013308
S_line_flow_receiving | 28 | 5 | 0.0013236
S_line_flow_receiving | 28 | 6 | 0.0014349
S_line_flow_receiving | 28 | 7 | 0.0015839
S_line_flow_receiving | 28 | 8 | 0.0017987
S_line_flow_receiving | 28 | 9 | 0.0037243
S_line_flow_receiving | 28 | 10 | 0.005519
S_line_flow_receiving | 28 | 11 | 0.0060656
S_line_flow_receiving | 28 | 12 | 0.0059215
S_line_flow_receiving | 28 | 13 | 0.0055207
S_line_flow_receiving | 28 | 14 | 0.0060195
S_line_flow_receiving | 28 | 15 | 0.0055371
S_line_flow_receiving | 28 | 16 | 0.0046356
S_line_flow_receiving | 28 | 17 | 0.0034184
S_line_flow_receiving | 28 | 18 | 0.0024324
S_line_flow_receiving | 28 | 19 | 0.0024125
S_line_flow_receiving | 28 | 20 | 0.0024849
S_line_flow_receiving | 28 | 21 | 0.0022669
S_line_flow_receiving | 28 | 22 | 0.002057
S_line_flow_receiving | 28 | 23 | 0.0017509
S_line_flow_receiving | 28 | 24 | 0.0016867
S_line_flow_receiving | 29 | 1 | 0.0010517
S_line_flow_receiving | 29 | 2 | 0.00098259
S_line_flow_receiving | 29 | 3 | 0.00093952
S_line_flow_receiving | 29 | 4 | 0.00092355
S_line_flow_receiving | 29 | 5 | 0.00091261
S_line_flow_receiving | 29 | 6 | 0.00098182
S_line_flow_receiving | 29 | 7 | 0.0012597
S_line_flow_receiving | 29 | 8 | 0.0021375
S_line_flow_receiving | 29 | 9 | 0.005201
S_line_flow_receiving | 29 | 10 | 0.0082041
S_line_flow_receiving | 29 | 11 | 0.0090015
S_line_flow_receiving | 29 | 12 | 0.0089238
S_line_flow_receiving | 29 | 13 | 0.0084246
S_line_flow_receiving | 29 | 14 | 0.0090955
S_line_flow_receiving | 29 | 15 | 0.0084366
S_line_flow_receiving | 29 | 16 | 0.0069554
S_line_flow_receiving | 29 | 17 | 0.0049351
S_line_flow_receiving | 29 | 18 | 0.0031586
S_line_flow_receiving | 29 | 19 | 0.0023816
S_line_flow_receiving | 29 | 20 | 0.0020737
S_line_flow_receiving | 29 | 21 | 0.0018067
S_line_flow_receiving | 29 | 22 | 0.0015032
S_line_flow_receiving | 29 | 23 | 0.0012249
S_line_flow_receiving | 29 | 24 | 0.0011303
S_line_flow_receiving | 30 | 1 | 0.00018373
S_line_flow_receiving | 30 | 2 | 0.00017166
S_line_flow_receiving | 30 | 3 | 0.00016414
S_line_flow_receiving | 30 | 4 | 0.00016135
S_line_flow_receiving | 30 | 5 | 0.00015944
S_line_flow_receiving | 30 | 6 | 0.00017153
S_line_flow_receiving | 30 | 7 | 0.00022005
S_line_flow_receiving | 30 | 8 | 0.00037328
S_line_flow_receiving | 30 | 9 | 0.00090764
S_line_flow_receiving | 30 | 10 | 0.001431
S_line_flow_receiving | 30 | 11 | 0.0015699
S_line_flow_receiving | 30 | 12 | 0.0015563
S_line_flow_receiving | 30 | 13 | 0.0014694
S_line_flow_receiving | 30 | 14 | 0.0015863
S_line_flow_receiving | 30 | 15 | 0.0014715
S_line_flow_receiving | 30 | 16 | 0.0012134
S_line_flow_receiving | 30 | 17 | 0.00086127
S_line_flow_receiving | 30 | 18 | 0.00055145
S_line_flow_receiving | 30 | 19 | 0.00041587
S_line_flow_receiving | 30 | 20 | 0.00036214
S_line_flow_receiving | 30 | 21 | 0.00031554
S_line_flow_receiving | 30 | 22 | 0.00026257
S_line_flow_receiving | 30 | 23 | 0.00021398
S_line_flow_receiving | 30 | 24 | 0.00019746
S_line_flow_receiving | 31 | 1 | 6.2695e-05
S_line_flow_receiving | 31 | 2 | 5.8577e-05
S_line_flow_receiving | 31 | 3 | 5.6011e-05
S_line_flow_receiving | 31 | 4 | 5.506e-05
S_line_flow_receiving | 31 | 5 | 5.4408e-05
S_line_flow_receiving | 31 | 6 | 5.8532e-05
S_line_flow_receiving | 31 | 7 | 7.5088e-05
S_line_flow_receiving | 31 | 8 | 0.00012736
S_line_flow_receiving | 31 | 9 | 0.00030962
S_line_flow_receiving | 31 | 10 | 0.00048806
S_line_flow_receiving | 31 | 11 | 0.00053541
S_line_flow_receiving | 31 | 12 | 0.0005308
S_line_flow_receiving | 31 | 13 | 0.00050117
S_line_flow_receiving | 31 | 14 | 0.000541
S_line_flow_receiving | 31 | 15 | 0.00050188
S_line_flow_receiving | 31 | 16 | 0.00041389
S_line_flow_receiving | 31 | 17 | 0.00029381
S_line_flow_receiving | 31 | 18 | 0.00018814
S_line_flow_receiving | 31 | 19 | 0.00014189
S_line_flow_receiving | 31 | 20 | 0.00012356
S_line_flow_receiving | 31 | 21 | 0.00010766
S_line_flow_receiving | 31 | 22 | 8.9592e-05
S_line_flow_receiving | 31 | 23 | 7.3016e-05
S_line_flow_receiving | 31 | 24 | 6.738e-05
S_line_flow_receiving | 32 | 1 | 0.16725
S_line_flow_receiving | 32 | 2 | 0.14723
S_line_flow_receiving | 32 | 3 | 0.13621
S_line_flow_receiving | 32 | 4 | 0.12922
S_line_flow_receiving | 32 | 5 | 0.13391
S_line_flow_receiving | 32 | 6 | 0.15271
S_line_flow_receiving | 32 | 7 | 0.16744
S_line_flow_receiving | 32 | 8 | 0.14761
S_line_flow_receiving | 32 | 9 | 0.15474
S_line_flow_receiving | 32 | 10 | 0.18351
S_line_flow_receiving | 32 | 11 | 0.20575
S_line_flow_receiving | 32 | 12 | 0.19496
S_line_flow_receiving | 32 | 13 | 0.16832
S_line_flow_receiving | 32 | 14 | 0.19611
S_line_flow_receiving | 32 | 15 | 0.16233
S_line_flow_receiving | 32 | 16 | 0.17708
S_line_flow_receiving | 32 | 17 | 0.22656
S_line_flow_receiving | 32 | 18 | 0.32086
S_line_flow_receiving | 32 | 19 | 0.3675
S_line_flow_receiving | 32 | 20 | 0.37876
S_line_flow_receiving | 32 | 21 | 0.33328
S_line_flow_receiving | 32 | 22 | 0.28345
S_line_flow_receiving | 32 | 23 | 0.22673
S_line_flow_receiving | 32 | 24 | 0.20296
S_line_flow_receiving | 33 | 1 | 0.00034306
S_line_flow_receiving | 33 | 2 | 0.00031805
S_line_flow_receiving | 33 | 3 | 0.00030281
S_line_flow_receiving | 33 | 4 | 0.00029621
S_line_flow_receiving | 33 | 5 | 0.00029467
S_line_flow_receiving | 33 | 6 | 0.00031945
S_line_flow_receiving | 33 | 7 | 0.00040639
S_line_flow_receiving | 33 | 8 | 0.00066345
S_line_flow_receiving | 33 | 9 | 0.0015006
S_line_flow_receiving | 33 | 10 | 0.0023166
S_line_flow_receiving | 33 | 11 | 0.0025572
S_line_flow_receiving | 33 | 12 | 0.0025495
S_line_flow_receiving | 33 | 13 | 0.0024202
S_line_flow_receiving | 33 | 14 | 0.0026004
S_line_flow_receiving | 33 | 15 | 0.0024373
S_line_flow_receiving | 33 | 16 | 0.0020569
S_line_flow_receiving | 33 | 17 | 0.0015307
S_line_flow_receiving | 33 | 18 | 0.0010454
S_line_flow_receiving | 33 | 19 | 0.00080361
S_line_flow_receiving | 33 | 20 | 0.00070506
S_line_flow_receiving | 33 | 21 | 0.00061229
S_line_flow_receiving | 33 | 22 | 0.00050703
S_line_flow_receiving | 33 | 23 | 0.00041058
S_line_flow_receiving | 33 | 24 | 0.00037556
S_line_flow_receiving | 34 | 1 | 0.0050279
S_line_flow_receiving | 34 | 2 | 0.0044515
S_line_flow_receiving | 34 | 3 | 0.0041296
S_line_flow_receiving | 34 | 4 | 0.0039203
S_line_flow_receiving | 34 | 5 | 0.0040619
S_line_flow_receiving | 34 | 6 | 0.004611
S_line_flow_receiving | 34 | 7 | 0.0047887
S_line_flow_receiving | 34 | 8 | 0.0033886
S_line_flow_receiving | 34 | 9 | 0.0021448
S_line_flow_receiving | 34 | 10 | 0.001735
S_line_flow_receiving | 34 | 11 | 0.0021388
S_line_flow_receiving | 34 | 12 | 0.0021101
S_line_flow_receiving | 34 | 13 | 0.0019171
S_line_flow_receiving | 34 | 14 | 0.0021328
S_line_flow_receiving | 34 | 15 | 0.0019891
S_line_flow_receiving | 34 | 16 | 0.0025587
S_line_flow_receiving | 34 | 17 | 0.0042033
S_line_flow_receiving | 34 | 18 | 0.0071317
S_line_flow_receiving | 34 | 19 | 0.0094897
S_line_flow_receiving | 34 | 20 | 0.010357
S_line_flow_receiving | 34 | 21 | 0.0092606
S_line_flow_receiving | 34 | 22 | 0.0081452
S_line_flow_receiving | 34 | 23 | 0.0066745
S_line_flow_receiving | 34 | 24 | 0.0061093
S_line_flow_receiving | 35 | 1 | 0.0015949
S_line_flow_receiving | 35 | 2 | 0.0014241
S_line_flow_receiving | 35 | 3 | 0.0013275
S_line_flow_receiving | 35 | 4 | 0.0012678
S_line_flow_receiving | 35 | 5 | 0.0013025
S_line_flow_receiving | 35 | 6 | 0.0014661
S_line_flow_receiving | 35 | 7 | 0.0014742
S_line_flow_receiving | 35 | 8 | 0.00092961
S_line_flow_receiving | 35 | 9 | 0.00065848
S_line_flow_receiving | 35 | 10 | 0.00061135
S_line_flow_receiving | 35 | 11 | 0.00072146
S_line_flow_receiving | 35 | 12 | 0.00070818
S_line_flow_receiving | 35 | 13 | 0.00067881
S_line_flow_receiving | 35 | 14 | 0.00071961
S_line_flow_receiving | 35 | 15 | 0.0007228
S_line_flow_receiving | 35 | 16 | 0.00072151
S_line_flow_receiving | 35 | 17 | 0.00096261
S_line_flow_receiving | 35 | 18 | 0.0016385
S_line_flow_receiving | 35 | 19 | 0.0025411
S_line_flow_receiving | 35 | 20 | 0.0029391
S_line_flow_receiving | 35 | 21 | 0.0026765
S_line_flow_receiving | 35 | 22 | 0.0024307
S_line_flow_receiving | 35 | 23 | 0.0020298
S_line_flow_receiving | 35 | 24 | 0.0019012
S_line_flow_receiving | 36 | 1 | 1.4343e-05
S_line_flow_receiving | 36 | 2 | 1.2824e-05
S_line_flow_receiving | 36 | 3 | 1.1964e-05
S_line_flow_receiving | 36 | 4 | 1.1431e-05
S_line_flow_receiving | 36 | 5 | 1.1741e-05
S_line_flow_receiving | 36 | 6 | 1.3197e-05
S_line_flow_receiving | 36 | 7 | 1.6135e-05
S_line_flow_receiving | 36 | 8 | 2.1707e-05
S_line_flow_receiving | 36 | 9 | 3.163e-05
S_line_flow_receiving | 36 | 10 | 4.1945e-05
S_line_flow_receiving | 36 | 11 | 4.8472e-05
S_line_flow_receiving | 36 | 12 | 5.0347e-05
S_line_flow_receiving | 36 | 13 | 4.9664e-05
S_line_flow_receiving | 36 | 14 | 5.161e-05
S_line_flow_receiving | 36 | 15 | 5.2e-05
S_line_flow_receiving | 36 | 16 | 5.1095e-05
S_line_flow_receiving | 36 | 17 | 5.003e-05
S_line_flow_receiving | 36 | 18 | 4.6756e-05
S_line_flow_receiving | 36 | 19 | 3.9048e-05
S_line_flow_receiving | 36 | 20 | 3.535e-05
S_line_flow_receiving | 36 | 21 | 3.0284e-05
S_line_flow_receiving | 36 | 22 | 2.4576e-05
S_line_flow_receiving | 36 | 23 | 1.9372e-05
S_line_flow_receiving | 36 | 24 | 1.7057e-05
S_line_flow_receiving | 37 | 1 | 0.027675
S_line_flow_receiving | 37 | 2 | 0.02379
S_line_flow_receiving | 37 | 3 | 0.021713
S_line_flow_receiving | 37 | 4 | 0.020869
S_line_flow_receiving | 37 | 5 | 0.020946
S_line_flow_receiving | 37 | 6 | 0.024273
S_line_flow_receiving | 37 | 7 | 0.029938
S_line_flow_receiving | 37 | 8 | 0.045685
S_line_flow_receiving | 37 | 9 | 0.11581
S_line_flow_receiving | 37 | 10 | 0.19251
S_line_flow_receiving | 37 | 11 | 0.21622
S_line_flow_receiving | 37 | 12 | 0.21872
S_line_flow_receiving | 37 | 13 | 0.21718
S_line_flow_receiving | 37 | 14 | 0.22568
S_line_flow_receiving | 37 | 15 | 0.21905
S_line_flow_receiving | 37 | 16 | 0.17771
S_line_flow_receiving | 37 | 17 | 0.12363
S_line_flow_receiving | 37 | 18 | 0.07589
S_line_flow_receiving | 37 | 19 | 0.059774
S_line_flow_receiving | 37 | 20 | 0.058785
S_line_flow_receiving | 37 | 21 | 0.052329
S_line_flow_receiving | 37 | 22 | 0.043996
S_line_flow_receiving | 37 | 23 | 0.033267
S_line_flow_receiving | 37 | 24 | 0.029809

## PV_curtailment_value
Variable_name | Index: Gens | Index: Buses | Index: Times | Value
PV_curtailment_value | 1 | 1 | 1 | 0
PV_curtailment_value | 1 | 1 | 2 | 0
PV_curtailment_value | 1 | 1 | 3 | 0
PV_curtailment_value | 1 | 1 | 4 | 0
PV_curtailment_value | 1 | 1 | 5 | 0
PV_curtailment_value | 1 | 1 | 6 | 0
PV_curtailment_value | 1 | 1 | 7 | 0
PV_curtailment_value | 1 | 1 | 8 | 0
PV_curtailment_value | 1 | 1 | 9 | 0
PV_curtailment_value | 1 | 1 | 10 | 0
PV_curtailment_value | 1 | 1 | 11 | 0
PV_curtailment_value | 1 | 1 | 12 | 0
PV_curtailment_value | 1 | 1 | 13 | 0
PV_curtailment_value | 1 | 1 | 14 | 0
PV_curtailment_value | 1 | 1 | 15 | 0
PV_curtailment_value | 1 | 1 | 16 | 0
PV_curtailment_value | 1 | 1 | 17 | 0
PV_curtailment_value | 1 | 1 | 18 | 0
PV_curtailment_value | 1 | 1 | 19 | 0
PV_curtailment_value | 1 | 1 | 20 | 0
PV_curtailment_value | 1 | 1 | 21 | 0
PV_curtailment_value | 1 | 1 | 22 | 0
PV_curtailment_value | 1 | 1 | 23 | 0
PV_curtailment_value | 1 | 1 | 24 | 0
PV_curtailment_value | 1 | 2 | 1 | 0
PV_curtailment_value | 1 | 2 | 2 | 0
PV_curtailment_value | 1 | 2 | 3 | 0
PV_curtailment_value | 1 | 2 | 4 | 0
PV_curtailment_value | 1 | 2 | 5 | 0
PV_curtailment_value | 1 | 2 | 6 | 0
PV_curtailment_value | 1 | 2 | 7 | 0
PV_curtailment_value | 1 | 2 | 8 | 0
PV_curtailment_value | 1 | 2 | 9 | 0
PV_curtailment_value | 1 | 2 | 10 | 0
PV_curtailment_value | 1 | 2 | 11 | 0
PV_curtailment_value | 1 | 2 | 12 | 0
PV_curtailment_value | 1 | 2 | 13 | 0
PV_curtailment_value | 1 | 2 | 14 | 0
PV_curtailment_value | 1 | 2 | 15 | 0
PV_curtailment_value | 1 | 2 | 16 | 0
PV_curtailment_value | 1 | 2 | 17 | 0
PV_curtailment_value | 1 | 2 | 18 | 0
PV_curtailment_value | 1 | 2 | 19 | 0
PV_curtailment_value | 1 | 2 | 20 | 0
PV_curtailment_value | 1 | 2 | 21 | 0
PV_curtailment_value | 1 | 2 | 22 | 0
PV_curtailment_value | 1 | 2 | 23 | 0
PV_curtailment_value | 1 | 2 | 24 | 0
PV_curtailment_value | 1 | 3 | 1 | 0
PV_curtailment_value | 1 | 3 | 2 | 0
PV_curtailment_value | 1 | 3 | 3 | 0
PV_curtailment_value | 1 | 3 | 4 | 0
PV_curtailment_value | 1 | 3 | 5 | 0
PV_curtailment_value | 1 | 3 | 6 | 0
PV_curtailment_value | 1 | 3 | 7 | 0
PV_curtailment_value | 1 | 3 | 8 | 0
PV_curtailment_value | 1 | 3 | 9 | 0
PV_curtailment_value | 1 | 3 | 10 | 0
PV_curtailment_value | 1 | 3 | 11 | 0
PV_curtailment_value | 1 | 3 | 12 | 0
PV_curtailment_value | 1 | 3 | 13 | 0
PV_curtailment_value | 1 | 3 | 14 | 0
PV_curtailment_value | 1 | 3 | 15 | 0
PV_curtailment_value | 1 | 3 | 16 | 0
PV_curtailment_value | 1 | 3 | 17 | 0
PV_curtailment_value | 1 | 3 | 18 | 0
PV_curtailment_value | 1 | 3 | 19 | 0
PV_curtailment_value | 1 | 3 | 20 | 0
PV_curtailment_value | 1 | 3 | 21 | 0
PV_curtailment_value | 1 | 3 | 22 | 0
PV_curtailment_value | 1 | 3 | 23 | 0
PV_curtailment_value | 1 | 3 | 24 | 0
PV_curtailment_value | 1 | 4 | 1 | 0
PV_curtailment_value | 1 | 4 | 2 | 0
PV_curtailment_value | 1 | 4 | 3 | 0
PV_curtailment_value | 1 | 4 | 4 | 0
PV_curtailment_value | 1 | 4 | 5 | 0
PV_curtailment_value | 1 | 4 | 6 | 0
PV_curtailment_value | 1 | 4 | 7 | 0
PV_curtailment_value | 1 | 4 | 8 | 0
PV_curtailment_value | 1 | 4 | 9 | 0
PV_curtailment_value | 1 | 4 | 10 | 0
PV_curtailment_value | 1 | 4 | 11 | 0
PV_curtailment_value | 1 | 4 | 12 | 0
PV_curtailment_value | 1 | 4 | 13 | 0
PV_curtailment_value | 1 | 4 | 14 | 0
PV_curtailment_value | 1 | 4 | 15 | 0
PV_curtailment_value | 1 | 4 | 16 | 0
PV_curtailment_value | 1 | 4 | 17 | 0
PV_curtailment_value | 1 | 4 | 18 | 0
PV_curtailment_value | 1 | 4 | 19 | 0
PV_curtailment_value | 1 | 4 | 20 | 0
PV_curtailment_value | 1 | 4 | 21 | 0
PV_curtailment_value | 1 | 4 | 22 | 0
PV_curtailment_value | 1 | 4 | 23 | 0
PV_curtailment_value | 1 | 4 | 24 | 0
PV_curtailment_value | 1 | 5 | 1 | 0
PV_curtailment_value | 1 | 5 | 2 | 0
PV_curtailment_value | 1 | 5 | 3 | 0
PV_curtailment_value | 1 | 5 | 4 | 0
PV_curtailment_value | 1 | 5 | 5 | 0
PV_curtailment_value | 1 | 5 | 6 | 0
PV_curtailment_value | 1 | 5 | 7 | 0
PV_curtailment_value | 1 | 5 | 8 | 0
PV_curtailment_value | 1 | 5 | 9 | 0
PV_curtailment_value | 1 | 5 | 10 | 0
PV_curtailment_value | 1 | 5 | 11 | 0
PV_curtailment_value | 1 | 5 | 12 | 0
PV_curtailment_value | 1 | 5 | 13 | 0
PV_curtailment_value | 1 | 5 | 14 | 0
PV_curtailment_value | 1 | 5 | 15 | 0
PV_curtailment_value | 1 | 5 | 16 | 0
PV_curtailment_value | 1 | 5 | 17 | 0
PV_curtailment_value | 1 | 5 | 18 | 0
PV_curtailment_value | 1 | 5 | 19 | 0
PV_curtailment_value | 1 | 5 | 20 | 0
PV_curtailment_value | 1 | 5 | 21 | 0
PV_curtailment_value | 1 | 5 | 22 | 0
PV_curtailment_value | 1 | 5 | 23 | 0
PV_curtailment_value | 1 | 5 | 24 | 0
PV_curtailment_value | 1 | 6 | 1 | 0
PV_curtailment_value | 1 | 6 | 2 | 0
PV_curtailment_value | 1 | 6 | 3 | 0
PV_curtailment_value | 1 | 6 | 4 | 0
PV_curtailment_value | 1 | 6 | 5 | 0
PV_curtailment_value | 1 | 6 | 6 | 0
PV_curtailment_value | 1 | 6 | 7 | 0
PV_curtailment_value | 1 | 6 | 8 | 0
PV_curtailment_value | 1 | 6 | 9 | 0
PV_curtailment_value | 1 | 6 | 10 | 0
PV_curtailment_value | 1 | 6 | 11 | 0
PV_curtailment_value | 1 | 6 | 12 | 0
PV_curtailment_value | 1 | 6 | 13 | 0
PV_curtailment_value | 1 | 6 | 14 | 0
PV_curtailment_value | 1 | 6 | 15 | 0
PV_curtailment_value | 1 | 6 | 16 | 0
PV_curtailment_value | 1 | 6 | 17 | 0
PV_curtailment_value | 1 | 6 | 18 | 0
PV_curtailment_value | 1 | 6 | 19 | 0
PV_curtailment_value | 1 | 6 | 20 | 0
PV_curtailment_value | 1 | 6 | 21 | 0
PV_curtailment_value | 1 | 6 | 22 | 0
PV_curtailment_value | 1 | 6 | 23 | 0
PV_curtailment_value | 1 | 6 | 24 | 0
PV_curtailment_value | 1 | 7 | 1 | 0
PV_curtailment_value | 1 | 7 | 2 | 0
PV_curtailment_value | 1 | 7 | 3 | 0
PV_curtailment_value | 1 | 7 | 4 | 0
PV_curtailment_value | 1 | 7 | 5 | 0
PV_curtailment_value | 1 | 7 | 6 | 0
PV_curtailment_value | 1 | 7 | 7 | 0
PV_curtailment_value | 1 | 7 | 8 | 0
PV_curtailment_value | 1 | 7 | 9 | 0
PV_curtailment_value | 1 | 7 | 10 | 0
PV_curtailment_value | 1 | 7 | 11 | 0
PV_curtailment_value | 1 | 7 | 12 | 0
PV_curtailment_value | 1 | 7 | 13 | 0
PV_curtailment_value | 1 | 7 | 14 | 0
PV_curtailment_value | 1 | 7 | 15 | 0
PV_curtailment_value | 1 | 7 | 16 | 0
PV_curtailment_value | 1 | 7 | 17 | 0
PV_curtailment_value | 1 | 7 | 18 | 0
PV_curtailment_value | 1 | 7 | 19 | 0
PV_curtailment_value | 1 | 7 | 20 | 0
PV_curtailment_value | 1 | 7 | 21 | 0
PV_curtailment_value | 1 | 7 | 22 | 0
PV_curtailment_value | 1 | 7 | 23 | 0
PV_curtailment_value | 1 | 7 | 24 | 0
PV_curtailment_value | 1 | 8 | 1 | 0
PV_curtailment_value | 1 | 8 | 2 | 0
PV_curtailment_value | 1 | 8 | 3 | 0
PV_curtailment_value | 1 | 8 | 4 | 0
PV_curtailment_value | 1 | 8 | 5 | 0
PV_curtailment_value | 1 | 8 | 6 | 0
PV_curtailment_value | 1 | 8 | 7 | 0
PV_curtailment_value | 1 | 8 | 8 | 0
PV_curtailment_value | 1 | 8 | 9 | 0
PV_curtailment_value | 1 | 8 | 10 | 0
PV_curtailment_value | 1 | 8 | 11 | 0
PV_curtailment_value | 1 | 8 | 12 | 0
PV_curtailment_value | 1 | 8 | 13 | 0
PV_curtailment_value | 1 | 8 | 14 | 0
PV_curtailment_value | 1 | 8 | 15 | 0
PV_curtailment_value | 1 | 8 | 16 | 0
PV_curtailment_value | 1 | 8 | 17 | 0
PV_curtailment_value | 1 | 8 | 18 | 0
PV_curtailment_value | 1 | 8 | 19 | 0
PV_curtailment_value | 1 | 8 | 20 | 0
PV_curtailment_value | 1 | 8 | 21 | 0
PV_curtailment_value | 1 | 8 | 22 | 0
PV_curtailment_value | 1 | 8 | 23 | 0
PV_curtailment_value | 1 | 8 | 24 | 0
PV_curtailment_value | 1 | 9 | 1 | 0
PV_curtailment_value | 1 | 9 | 2 | 0
PV_curtailment_value | 1 | 9 | 3 | 0
PV_curtailment_value | 1 | 9 | 4 | 0
PV_curtailment_value | 1 | 9 | 5 | 0
PV_curtailment_value | 1 | 9 | 6 | 0
PV_curtailment_value | 1 | 9 | 7 | 0
PV_curtailment_value | 1 | 9 | 8 | 0
PV_curtailment_value | 1 | 9 | 9 | 0
PV_curtailment_value | 1 | 9 | 10 | 0
PV_curtailment_value | 1 | 9 | 11 | 0
PV_curtailment_value | 1 | 9 | 12 | 0
PV_curtailment_value | 1 | 9 | 13 | 0
PV_curtailment_value | 1 | 9 | 14 | 0
PV_curtailment_value | 1 | 9 | 15 | 0
PV_curtailment_value | 1 | 9 | 16 | 0
PV_curtailment_value | 1 | 9 | 17 | 0
PV_curtailment_value | 1 | 9 | 18 | 0
PV_curtailment_value | 1 | 9 | 19 | 0
PV_curtailment_value | 1 | 9 | 20 | 0
PV_curtailment_value | 1 | 9 | 21 | 0
PV_curtailment_value | 1 | 9 | 22 | 0
PV_curtailment_value | 1 | 9 | 23 | 0
PV_curtailment_value | 1 | 9 | 24 | 0
PV_curtailment_value | 1 | 10 | 1 | 0
PV_curtailment_value | 1 | 10 | 2 | 0
PV_curtailment_value | 1 | 10 | 3 | 0
PV_curtailment_value | 1 | 10 | 4 | 0
PV_curtailment_value | 1 | 10 | 5 | 0
PV_curtailment_value | 1 | 10 | 6 | 0
PV_curtailment_value | 1 | 10 | 7 | 0
PV_curtailment_value | 1 | 10 | 8 | 0
PV_curtailment_value | 1 | 10 | 9 | 0
PV_curtailment_value | 1 | 10 | 10 | 0
PV_curtailment_value | 1 | 10 | 11 | 0
PV_curtailment_value | 1 | 10 | 12 | 0
PV_curtailment_value | 1 | 10 | 13 | 0
PV_curtailment_value | 1 | 10 | 14 | 0
PV_curtailment_value | 1 | 10 | 15 | 0
PV_curtailment_value | 1 | 10 | 16 | 0
PV_curtailment_value | 1 | 10 | 17 | 0
PV_curtailment_value | 1 | 10 | 18 | 0
PV_curtailment_value | 1 | 10 | 19 | 0
PV_curtailment_value | 1 | 10 | 20 | 0
PV_curtailment_value | 1 | 10 | 21 | 0
PV_curtailment_value | 1 | 10 | 22 | 0
PV_curtailment_value | 1 | 10 | 23 | 0
PV_curtailment_value | 1 | 10 | 24 | 0
PV_curtailment_value | 1 | 11 | 1 | 0
PV_curtailment_value | 1 | 11 | 2 | 0
PV_curtailment_value | 1 | 11 | 3 | 0
PV_curtailment_value | 1 | 11 | 4 | 0
PV_curtailment_value | 1 | 11 | 5 | 0
PV_curtailment_value | 1 | 11 | 6 | 0
PV_curtailment_value | 1 | 11 | 7 | 0
PV_curtailment_value | 1 | 11 | 8 | 0
PV_curtailment_value | 1 | 11 | 9 | 0
PV_curtailment_value | 1 | 11 | 10 | 0
PV_curtailment_value | 1 | 11 | 11 | 0
PV_curtailment_value | 1 | 11 | 12 | 0
PV_curtailment_value | 1 | 11 | 13 | 0
PV_curtailment_value | 1 | 11 | 14 | 0
PV_curtailment_value | 1 | 11 | 15 | 0
PV_curtailment_value | 1 | 11 | 16 | 0
PV_curtailment_value | 1 | 11 | 17 | 0
PV_curtailment_value | 1 | 11 | 18 | 0
PV_curtailment_value | 1 | 11 | 19 | 0
PV_curtailment_value | 1 | 11 | 20 | 0
PV_curtailment_value | 1 | 11 | 21 | 0
PV_curtailment_value | 1 | 11 | 22 | 0
PV_curtailment_value | 1 | 11 | 23 | 0
PV_curtailment_value | 1 | 11 | 24 | 0
PV_curtailment_value | 1 | 12 | 1 | 0
PV_curtailment_value | 1 | 12 | 2 | 0
PV_curtailment_value | 1 | 12 | 3 | 0
PV_curtailment_value | 1 | 12 | 4 | 0
PV_curtailment_value | 1 | 12 | 5 | 0
PV_curtailment_value | 1 | 12 | 6 | 0
PV_curtailment_value | 1 | 12 | 7 | 0
PV_curtailment_value | 1 | 12 | 8 | 0
PV_curtailment_value | 1 | 12 | 9 | 0
PV_curtailment_value | 1 | 12 | 10 | 0
PV_curtailment_value | 1 | 12 | 11 | 0
PV_curtailment_value | 1 | 12 | 12 | 0
PV_curtailment_value | 1 | 12 | 13 | 0
PV_curtailment_value | 1 | 12 | 14 | 0
PV_curtailment_value | 1 | 12 | 15 | 0
PV_curtailment_value | 1 | 12 | 16 | 0
PV_curtailment_value | 1 | 12 | 17 | 0
PV_curtailment_value | 1 | 12 | 18 | 0
PV_curtailment_value | 1 | 12 | 19 | 0
PV_curtailment_value | 1 | 12 | 20 | 0
PV_curtailment_value | 1 | 12 | 21 | 0
PV_curtailment_value | 1 | 12 | 22 | 0
PV_curtailment_value | 1 | 12 | 23 | 0
PV_curtailment_value | 1 | 12 | 24 | 0
PV_curtailment_value | 1 | 13 | 1 | 0
PV_curtailment_value | 1 | 13 | 2 | 0
PV_curtailment_value | 1 | 13 | 3 | 0
PV_curtailment_value | 1 | 13 | 4 | 0
PV_curtailment_value | 1 | 13 | 5 | 0
PV_curtailment_value | 1 | 13 | 6 | 0
PV_curtailment_value | 1 | 13 | 7 | 0
PV_curtailment_value | 1 | 13 | 8 | 0
PV_curtailment_value | 1 | 13 | 9 | 0
PV_curtailment_value | 1 | 13 | 10 | 0
PV_curtailment_value | 1 | 13 | 11 | 0
PV_curtailment_value | 1 | 13 | 12 | 0
PV_curtailment_value | 1 | 13 | 13 | 0
PV_curtailment_value | 1 | 13 | 14 | 0
PV_curtailment_value | 1 | 13 | 15 | 0
PV_curtailment_value | 1 | 13 | 16 | 0
PV_curtailment_value | 1 | 13 | 17 | 0
PV_curtailment_value | 1 | 13 | 18 | 0
PV_curtailment_value | 1 | 13 | 19 | 0
PV_curtailment_value | 1 | 13 | 20 | 0
PV_curtailment_value | 1 | 13 | 21 | 0
PV_curtailment_value | 1 | 13 | 22 | 0
PV_curtailment_value | 1 | 13 | 23 | 0
PV_curtailment_value | 1 | 13 | 24 | 0
PV_curtailment_value | 1 | 14 | 1 | 0
PV_curtailment_value | 1 | 14 | 2 | 0
PV_curtailment_value | 1 | 14 | 3 | 0
PV_curtailment_value | 1 | 14 | 4 | 0
PV_curtailment_value | 1 | 14 | 5 | 0
PV_curtailment_value | 1 | 14 | 6 | 0
PV_curtailment_value | 1 | 14 | 7 | 0
PV_curtailment_value | 1 | 14 | 8 | 0
PV_curtailment_value | 1 | 14 | 9 | 0
PV_curtailment_value | 1 | 14 | 10 | 0
PV_curtailment_value | 1 | 14 | 11 | 0
PV_curtailment_value | 1 | 14 | 12 | 0
PV_curtailment_value | 1 | 14 | 13 | 0
PV_curtailment_value | 1 | 14 | 14 | 0
PV_curtailment_value | 1 | 14 | 15 | 0
PV_curtailment_value | 1 | 14 | 16 | 0
PV_curtailment_value | 1 | 14 | 17 | 0
PV_curtailment_value | 1 | 14 | 18 | 0
PV_curtailment_value | 1 | 14 | 19 | 0
PV_curtailment_value | 1 | 14 | 20 | 0
PV_curtailment_value | 1 | 14 | 21 | 0
PV_curtailment_value | 1 | 14 | 22 | 0
PV_curtailment_value | 1 | 14 | 23 | 0
PV_curtailment_value | 1 | 14 | 24 | 0
PV_curtailment_value | 1 | 15 | 1 | 0
PV_curtailment_value | 1 | 15 | 2 | 0
PV_curtailment_value | 1 | 15 | 3 | 0
PV_curtailment_value | 1 | 15 | 4 | 0
PV_curtailment_value | 1 | 15 | 5 | 0
PV_curtailment_value | 1 | 15 | 6 | 0
PV_curtailment_value | 1 | 15 | 7 | 0
PV_curtailment_value | 1 | 15 | 8 | 0
PV_curtailment_value | 1 | 15 | 9 | 0
PV_curtailment_value | 1 | 15 | 10 | 0
PV_curtailment_value | 1 | 15 | 11 | 0
PV_curtailment_value | 1 | 15 | 12 | 0
PV_curtailment_value | 1 | 15 | 13 | 0
PV_curtailment_value | 1 | 15 | 14 | 0
PV_curtailment_value | 1 | 15 | 15 | 0
PV_curtailment_value | 1 | 15 | 16 | 0
PV_curtailment_value | 1 | 15 | 17 | 0
PV_curtailment_value | 1 | 15 | 18 | 0
PV_curtailment_value | 1 | 15 | 19 | 0
PV_curtailment_value | 1 | 15 | 20 | 0
PV_curtailment_value | 1 | 15 | 21 | 0
PV_curtailment_value | 1 | 15 | 22 | 0
PV_curtailment_value | 1 | 15 | 23 | 0
PV_curtailment_value | 1 | 15 | 24 | 0
PV_curtailment_value | 1 | 16 | 1 | 0
PV_curtailment_value | 1 | 16 | 2 | 0
PV_curtailment_value | 1 | 16 | 3 | 0
PV_curtailment_value | 1 | 16 | 4 | 0
PV_curtailment_value | 1 | 16 | 5 | 0
PV_curtailment_value | 1 | 16 | 6 | 0
PV_curtailment_value | 1 | 16 | 7 | 0
PV_curtailment_value | 1 | 16 | 8 | 0
PV_curtailment_value | 1 | 16 | 9 | 0
PV_curtailment_value | 1 | 16 | 10 | 0
PV_curtailment_value | 1 | 16 | 11 | 0
PV_curtailment_value | 1 | 16 | 12 | 0
PV_curtailment_value | 1 | 16 | 13 | 0
PV_curtailment_value | 1 | 16 | 14 | 0
PV_curtailment_value | 1 | 16 | 15 | 0
PV_curtailment_value | 1 | 16 | 16 | 0
PV_curtailment_value | 1 | 16 | 17 | 0
PV_curtailment_value | 1 | 16 | 18 | 0
PV_curtailment_value | 1 | 16 | 19 | 0
PV_curtailment_value | 1 | 16 | 20 | 0
PV_curtailment_value | 1 | 16 | 21 | 0
PV_curtailment_value | 1 | 16 | 22 | 0
PV_curtailment_value | 1 | 16 | 23 | 0
PV_curtailment_value | 1 | 16 | 24 | 0
PV_curtailment_value | 1 | 17 | 1 | 0
PV_curtailment_value | 1 | 17 | 2 | 0
PV_curtailment_value | 1 | 17 | 3 | 0
PV_curtailment_value | 1 | 17 | 4 | 0
PV_curtailment_value | 1 | 17 | 5 | 0
PV_curtailment_value | 1 | 17 | 6 | 0
PV_curtailment_value | 1 | 17 | 7 | 0
PV_curtailment_value | 1 | 17 | 8 | 0
PV_curtailment_value | 1 | 17 | 9 | 0
PV_curtailment_value | 1 | 17 | 10 | 0
PV_curtailment_value | 1 | 17 | 11 | 0
PV_curtailment_value | 1 | 17 | 12 | 0
PV_curtailment_value | 1 | 17 | 13 | 0
PV_curtailment_value | 1 | 17 | 14 | 0
PV_curtailment_value | 1 | 17 | 15 | 0
PV_curtailment_value | 1 | 17 | 16 | 0
PV_curtailment_value | 1 | 17 | 17 | 0
PV_curtailment_value | 1 | 17 | 18 | 0
PV_curtailment_value | 1 | 17 | 19 | 0
PV_curtailment_value | 1 | 17 | 20 | 0
PV_curtailment_value | 1 | 17 | 21 | 0
PV_curtailment_value | 1 | 17 | 22 | 0
PV_curtailment_value | 1 | 17 | 23 | 0
PV_curtailment_value | 1 | 17 | 24 | 0
PV_curtailment_value | 1 | 18 | 1 | 0
PV_curtailment_value | 1 | 18 | 2 | 0
PV_curtailment_value | 1 | 18 | 3 | 0
PV_curtailment_value | 1 | 18 | 4 | 0
PV_curtailment_value | 1 | 18 | 5 | 0
PV_curtailment_value | 1 | 18 | 6 | 0
PV_curtailment_value | 1 | 18 | 7 | 0
PV_curtailment_value | 1 | 18 | 8 | 0
PV_curtailment_value | 1 | 18 | 9 | 0
PV_curtailment_value | 1 | 18 | 10 | 0
PV_curtailment_value | 1 | 18 | 11 | 0
PV_curtailment_value | 1 | 18 | 12 | 0
PV_curtailment_value | 1 | 18 | 13 | 0
PV_curtailment_value | 1 | 18 | 14 | 0
PV_curtailment_value | 1 | 18 | 15 | 0
PV_curtailment_value | 1 | 18 | 16 | 0
PV_curtailment_value | 1 | 18 | 17 | 0
PV_curtailment_value | 1 | 18 | 18 | 0
PV_curtailment_value | 1 | 18 | 19 | 0
PV_curtailment_value | 1 | 18 | 20 | 0
PV_curtailment_value | 1 | 18 | 21 | 0
PV_curtailment_value | 1 | 18 | 22 | 0
PV_curtailment_value | 1 | 18 | 23 | 0
PV_curtailment_value | 1 | 18 | 24 | 0
PV_curtailment_value | 1 | 19 | 1 | 0
PV_curtailment_value | 1 | 19 | 2 | 0
PV_curtailment_value | 1 | 19 | 3 | 0
PV_curtailment_value | 1 | 19 | 4 | 0
PV_curtailment_value | 1 | 19 | 5 | 0
PV_curtailment_value | 1 | 19 | 6 | 0
PV_curtailment_value | 1 | 19 | 7 | 0
PV_curtailment_value | 1 | 19 | 8 | 0
PV_curtailment_value | 1 | 19 | 9 | 0
PV_curtailment_value | 1 | 19 | 10 | 0
PV_curtailment_value | 1 | 19 | 11 | 0
PV_curtailment_value | 1 | 19 | 12 | 0
PV_curtailment_value | 1 | 19 | 13 | 0
PV_curtailment_value | 1 | 19 | 14 | 0
PV_curtailment_value | 1 | 19 | 15 | 0
PV_curtailment_value | 1 | 19 | 16 | 0
PV_curtailment_value | 1 | 19 | 17 | 0
PV_curtailment_value | 1 | 19 | 18 | 0
PV_curtailment_value | 1 | 19 | 19 | 0
PV_curtailment_value | 1 | 19 | 20 | 0
PV_curtailment_value | 1 | 19 | 21 | 0
PV_curtailment_value | 1 | 19 | 22 | 0
PV_curtailment_value | 1 | 19 | 23 | 0
PV_curtailment_value | 1 | 19 | 24 | 0
PV_curtailment_value | 1 | 20 | 1 | 0
PV_curtailment_value | 1 | 20 | 2 | 0
PV_curtailment_value | 1 | 20 | 3 | 0
PV_curtailment_value | 1 | 20 | 4 | 0
PV_curtailment_value | 1 | 20 | 5 | 0
PV_curtailment_value | 1 | 20 | 6 | 0
PV_curtailment_value | 1 | 20 | 7 | 0
PV_curtailment_value | 1 | 20 | 8 | 0
PV_curtailment_value | 1 | 20 | 9 | 0
PV_curtailment_value | 1 | 20 | 10 | 0
PV_curtailment_value | 1 | 20 | 11 | 0
PV_curtailment_value | 1 | 20 | 12 | 0
PV_curtailment_value | 1 | 20 | 13 | 0
PV_curtailment_value | 1 | 20 | 14 | 0
PV_curtailment_value | 1 | 20 | 15 | 0
PV_curtailment_value | 1 | 20 | 16 | 0
PV_curtailment_value | 1 | 20 | 17 | 0
PV_curtailment_value | 1 | 20 | 18 | 0
PV_curtailment_value | 1 | 20 | 19 | 0
PV_curtailment_value | 1 | 20 | 20 | 0
PV_curtailment_value | 1 | 20 | 21 | 0
PV_curtailment_value | 1 | 20 | 22 | 0
PV_curtailment_value | 1 | 20 | 23 | 0
PV_curtailment_value | 1 | 20 | 24 | 0
PV_curtailment_value | 1 | 21 | 1 | 0
PV_curtailment_value | 1 | 21 | 2 | 0
PV_curtailment_value | 1 | 21 | 3 | 0
PV_curtailment_value | 1 | 21 | 4 | 0
PV_curtailment_value | 1 | 21 | 5 | 0
PV_curtailment_value | 1 | 21 | 6 | 0
PV_curtailment_value | 1 | 21 | 7 | 0
PV_curtailment_value | 1 | 21 | 8 | 0
PV_curtailment_value | 1 | 21 | 9 | 0
PV_curtailment_value | 1 | 21 | 10 | 0
PV_curtailment_value | 1 | 21 | 11 | 0
PV_curtailment_value | 1 | 21 | 12 | 0
PV_curtailment_value | 1 | 21 | 13 | 0
PV_curtailment_value | 1 | 21 | 14 | 0
PV_curtailment_value | 1 | 21 | 15 | 0
PV_curtailment_value | 1 | 21 | 16 | 0
PV_curtailment_value | 1 | 21 | 17 | 0
PV_curtailment_value | 1 | 21 | 18 | 0
PV_curtailment_value | 1 | 21 | 19 | 0
PV_curtailment_value | 1 | 21 | 20 | 0
PV_curtailment_value | 1 | 21 | 21 | 0
PV_curtailment_value | 1 | 21 | 22 | 0
PV_curtailment_value | 1 | 21 | 23 | 0
PV_curtailment_value | 1 | 21 | 24 | 0
PV_curtailment_value | 1 | 22 | 1 | 0
PV_curtailment_value | 1 | 22 | 2 | 0
PV_curtailment_value | 1 | 22 | 3 | 0
PV_curtailment_value | 1 | 22 | 4 | 0
PV_curtailment_value | 1 | 22 | 5 | 0
PV_curtailment_value | 1 | 22 | 6 | 0
PV_curtailment_value | 1 | 22 | 7 | 0
PV_curtailment_value | 1 | 22 | 8 | 0
PV_curtailment_value | 1 | 22 | 9 | 0
PV_curtailment_value | 1 | 22 | 10 | 0
PV_curtailment_value | 1 | 22 | 11 | 0
PV_curtailment_value | 1 | 22 | 12 | 0
PV_curtailment_value | 1 | 22 | 13 | 0
PV_curtailment_value | 1 | 22 | 14 | 0
PV_curtailment_value | 1 | 22 | 15 | 0
PV_curtailment_value | 1 | 22 | 16 | 0
PV_curtailment_value | 1 | 22 | 17 | 0
PV_curtailment_value | 1 | 22 | 18 | 0
PV_curtailment_value | 1 | 22 | 19 | 0
PV_curtailment_value | 1 | 22 | 20 | 0
PV_curtailment_value | 1 | 22 | 21 | 0
PV_curtailment_value | 1 | 22 | 22 | 0
PV_curtailment_value | 1 | 22 | 23 | 0
PV_curtailment_value | 1 | 22 | 24 | 0
PV_curtailment_value | 1 | 23 | 1 | 0
PV_curtailment_value | 1 | 23 | 2 | 0
PV_curtailment_value | 1 | 23 | 3 | 0
PV_curtailment_value | 1 | 23 | 4 | 0
PV_curtailment_value | 1 | 23 | 5 | 0
PV_curtailment_value | 1 | 23 | 6 | 0
PV_curtailment_value | 1 | 23 | 7 | 0
PV_curtailment_value | 1 | 23 | 8 | 0
PV_curtailment_value | 1 | 23 | 9 | 0
PV_curtailment_value | 1 | 23 | 10 | 0
PV_curtailment_value | 1 | 23 | 11 | 0
PV_curtailment_value | 1 | 23 | 12 | 0
PV_curtailment_value | 1 | 23 | 13 | 0
PV_curtailment_value | 1 | 23 | 14 | 0
PV_curtailment_value | 1 | 23 | 15 | 0
PV_curtailment_value | 1 | 23 | 16 | 0
PV_curtailment_value | 1 | 23 | 17 | 0
PV_curtailment_value | 1 | 23 | 18 | 0
PV_curtailment_value | 1 | 23 | 19 | 0
PV_curtailment_value | 1 | 23 | 20 | 0
PV_curtailment_value | 1 | 23 | 21 | 0
PV_curtailment_value | 1 | 23 | 22 | 0
PV_curtailment_value | 1 | 23 | 23 | 0
PV_curtailment_value | 1 | 23 | 24 | 0
PV_curtailment_value | 1 | 24 | 1 | 0
PV_curtailment_value | 1 | 24 | 2 | 0
PV_curtailment_value | 1 | 24 | 3 | 0
PV_curtailment_value | 1 | 24 | 4 | 0
PV_curtailment_value | 1 | 24 | 5 | 0
PV_curtailment_value | 1 | 24 | 6 | 0
PV_curtailment_value | 1 | 24 | 7 | 0
PV_curtailment_value | 1 | 24 | 8 | 0
PV_curtailment_value | 1 | 24 | 9 | 0
PV_curtailment_value | 1 | 24 | 10 | 0
PV_curtailment_value | 1 | 24 | 11 | 0
PV_curtailment_value | 1 | 24 | 12 | 0
PV_curtailment_value | 1 | 24 | 13 | 0
PV_curtailment_value | 1 | 24 | 14 | 0
PV_curtailment_value | 1 | 24 | 15 | 0
PV_curtailment_value | 1 | 24 | 16 | 0
PV_curtailment_value | 1 | 24 | 17 | 0
PV_curtailment_value | 1 | 24 | 18 | 0
PV_curtailment_value | 1 | 24 | 19 | 0
PV_curtailment_value | 1 | 24 | 20 | 0
PV_curtailment_value | 1 | 24 | 21 | 0
PV_curtailment_value | 1 | 24 | 22 | 0
PV_curtailment_value | 1 | 24 | 23 | 0
PV_curtailment_value | 1 | 24 | 24 | 0
PV_curtailment_value | 1 | 25 | 1 | 0
PV_curtailment_value | 1 | 25 | 2 | 0
PV_curtailment_value | 1 | 25 | 3 | 0
PV_curtailment_value | 1 | 25 | 4 | 0
PV_curtailment_value | 1 | 25 | 5 | 0
PV_curtailment_value | 1 | 25 | 6 | 0
PV_curtailment_value | 1 | 25 | 7 | 0
PV_curtailment_value | 1 | 25 | 8 | 0
PV_curtailment_value | 1 | 25 | 9 | 0
PV_curtailment_value | 1 | 25 | 10 | 0
PV_curtailment_value | 1 | 25 | 11 | 0
PV_curtailment_value | 1 | 25 | 12 | 0
PV_curtailment_value | 1 | 25 | 13 | 0
PV_curtailment_value | 1 | 25 | 14 | 0
PV_curtailment_value | 1 | 25 | 15 | 0
PV_curtailment_value | 1 | 25 | 16 | 0
PV_curtailment_value | 1 | 25 | 17 | 0
PV_curtailment_value | 1 | 25 | 18 | 0
PV_curtailment_value | 1 | 25 | 19 | 0
PV_curtailment_value | 1 | 25 | 20 | 0
PV_curtailment_value | 1 | 25 | 21 | 0
PV_curtailment_value | 1 | 25 | 22 | 0
PV_curtailment_value | 1 | 25 | 23 | 0
PV_curtailment_value | 1 | 25 | 24 | 0
PV_curtailment_value | 1 | 26 | 1 | 0
PV_curtailment_value | 1 | 26 | 2 | 0
PV_curtailment_value | 1 | 26 | 3 | 0
PV_curtailment_value | 1 | 26 | 4 | 0
PV_curtailment_value | 1 | 26 | 5 | 0
PV_curtailment_value | 1 | 26 | 6 | 0
PV_curtailment_value | 1 | 26 | 7 | 0
PV_curtailment_value | 1 | 26 | 8 | 0
PV_curtailment_value | 1 | 26 | 9 | 0
PV_curtailment_value | 1 | 26 | 10 | 0
PV_curtailment_value | 1 | 26 | 11 | 0
PV_curtailment_value | 1 | 26 | 12 | 0
PV_curtailment_value | 1 | 26 | 13 | 0
PV_curtailment_value | 1 | 26 | 14 | 0
PV_curtailment_value | 1 | 26 | 15 | 0
PV_curtailment_value | 1 | 26 | 16 | 0
PV_curtailment_value | 1 | 26 | 17 | 0
PV_curtailment_value | 1 | 26 | 18 | 0
PV_curtailment_value | 1 | 26 | 19 | 0
PV_curtailment_value | 1 | 26 | 20 | 0
PV_curtailment_value | 1 | 26 | 21 | 0
PV_curtailment_value | 1 | 26 | 22 | 0
PV_curtailment_value | 1 | 26 | 23 | 0
PV_curtailment_value | 1 | 26 | 24 | 0
PV_curtailment_value | 1 | 27 | 1 | 0
PV_curtailment_value | 1 | 27 | 2 | 0
PV_curtailment_value | 1 | 27 | 3 | 0
PV_curtailment_value | 1 | 27 | 4 | 0
PV_curtailment_value | 1 | 27 | 5 | 0
PV_curtailment_value | 1 | 27 | 6 | 0
PV_curtailment_value | 1 | 27 | 7 | 0
PV_curtailment_value | 1 | 27 | 8 | 0
PV_curtailment_value | 1 | 27 | 9 | 0
PV_curtailment_value | 1 | 27 | 10 | 0
PV_curtailment_value | 1 | 27 | 11 | 0
PV_curtailment_value | 1 | 27 | 12 | 0
PV_curtailment_value | 1 | 27 | 13 | 0
PV_curtailment_value | 1 | 27 | 14 | 0
PV_curtailment_value | 1 | 27 | 15 | 0
PV_curtailment_value | 1 | 27 | 16 | 0
PV_curtailment_value | 1 | 27 | 17 | 0
PV_curtailment_value | 1 | 27 | 18 | 0
PV_curtailment_value | 1 | 27 | 19 | 0
PV_curtailment_value | 1 | 27 | 20 | 0
PV_curtailment_value | 1 | 27 | 21 | 0
PV_curtailment_value | 1 | 27 | 22 | 0
PV_curtailment_value | 1 | 27 | 23 | 0
PV_curtailment_value | 1 | 27 | 24 | 0
PV_curtailment_value | 1 | 28 | 1 | 0
PV_curtailment_value | 1 | 28 | 2 | 0
PV_curtailment_value | 1 | 28 | 3 | 0
PV_curtailment_value | 1 | 28 | 4 | 0
PV_curtailment_value | 1 | 28 | 5 | 0
PV_curtailment_value | 1 | 28 | 6 | 0
PV_curtailment_value | 1 | 28 | 7 | 0
PV_curtailment_value | 1 | 28 | 8 | 0
PV_curtailment_value | 1 | 28 | 9 | 0
PV_curtailment_value | 1 | 28 | 10 | 0
PV_curtailment_value | 1 | 28 | 11 | 0
PV_curtailment_value | 1 | 28 | 12 | 0
PV_curtailment_value | 1 | 28 | 13 | 0
PV_curtailment_value | 1 | 28 | 14 | 0
PV_curtailment_value | 1 | 28 | 15 | 0
PV_curtailment_value | 1 | 28 | 16 | 0
PV_curtailment_value | 1 | 28 | 17 | 0
PV_curtailment_value | 1 | 28 | 18 | 0
PV_curtailment_value | 1 | 28 | 19 | 0
PV_curtailment_value | 1 | 28 | 20 | 0
PV_curtailment_value | 1 | 28 | 21 | 0
PV_curtailment_value | 1 | 28 | 22 | 0
PV_curtailment_value | 1 | 28 | 23 | 0
PV_curtailment_value | 1 | 28 | 24 | 0
PV_curtailment_value | 1 | 29 | 1 | 0
PV_curtailment_value | 1 | 29 | 2 | 0
PV_curtailment_value | 1 | 29 | 3 | 0
PV_curtailment_value | 1 | 29 | 4 | 0
PV_curtailment_value | 1 | 29 | 5 | 0
PV_curtailment_value | 1 | 29 | 6 | 0
PV_curtailment_value | 1 | 29 | 7 | 0
PV_curtailment_value | 1 | 29 | 8 | 0
PV_curtailment_value | 1 | 29 | 9 | 0
PV_curtailment_value | 1 | 29 | 10 | 0
PV_curtailment_value | 1 | 29 | 11 | 0
PV_curtailment_value | 1 | 29 | 12 | 0
PV_curtailment_value | 1 | 29 | 13 | 0
PV_curtailment_value | 1 | 29 | 14 | 0
PV_curtailment_value | 1 | 29 | 15 | 0
PV_curtailment_value | 1 | 29 | 16 | 0
PV_curtailment_value | 1 | 29 | 17 | 0
PV_curtailment_value | 1 | 29 | 18 | 0
PV_curtailment_value | 1 | 29 | 19 | 0
PV_curtailment_value | 1 | 29 | 20 | 0
PV_curtailment_value | 1 | 29 | 21 | 0
PV_curtailment_value | 1 | 29 | 22 | 0
PV_curtailment_value | 1 | 29 | 23 | 0
PV_curtailment_value | 1 | 29 | 24 | 0
PV_curtailment_value | 1 | 30 | 1 | 0
PV_curtailment_value | 1 | 30 | 2 | 0
PV_curtailment_value | 1 | 30 | 3 | 0
PV_curtailment_value | 1 | 30 | 4 | 0
PV_curtailment_value | 1 | 30 | 5 | 0
PV_curtailment_value | 1 | 30 | 6 | 0
PV_curtailment_value | 1 | 30 | 7 | 0
PV_curtailment_value | 1 | 30 | 8 | 0
PV_curtailment_value | 1 | 30 | 9 | 0
PV_curtailment_value | 1 | 30 | 10 | 0
PV_curtailment_value | 1 | 30 | 11 | 0
PV_curtailment_value | 1 | 30 | 12 | 0
PV_curtailment_value | 1 | 30 | 13 | 0
PV_curtailment_value | 1 | 30 | 14 | 0
PV_curtailment_value | 1 | 30 | 15 | 0
PV_curtailment_value | 1 | 30 | 16 | 0
PV_curtailment_value | 1 | 30 | 17 | 0
PV_curtailment_value | 1 | 30 | 18 | 0
PV_curtailment_value | 1 | 30 | 19 | 0
PV_curtailment_value | 1 | 30 | 20 | 0
PV_curtailment_value | 1 | 30 | 21 | 0
PV_curtailment_value | 1 | 30 | 22 | 0
PV_curtailment_value | 1 | 30 | 23 | 0
PV_curtailment_value | 1 | 30 | 24 | 0
PV_curtailment_value | 1 | 31 | 1 | 0
PV_curtailment_value | 1 | 31 | 2 | 0
PV_curtailment_value | 1 | 31 | 3 | 0
PV_curtailment_value | 1 | 31 | 4 | 0
PV_curtailment_value | 1 | 31 | 5 | 0
PV_curtailment_value | 1 | 31 | 6 | 0
PV_curtailment_value | 1 | 31 | 7 | 0
PV_curtailment_value | 1 | 31 | 8 | 0
PV_curtailment_value | 1 | 31 | 9 | 0
PV_curtailment_value | 1 | 31 | 10 | 0
PV_curtailment_value | 1 | 31 | 11 | 0
PV_curtailment_value | 1 | 31 | 12 | 0
PV_curtailment_value | 1 | 31 | 13 | 0
PV_curtailment_value | 1 | 31 | 14 | 0
PV_curtailment_value | 1 | 31 | 15 | 0
PV_curtailment_value | 1 | 31 | 16 | 0
PV_curtailment_value | 1 | 31 | 17 | 0
PV_curtailment_value | 1 | 31 | 18 | 0
PV_curtailment_value | 1 | 31 | 19 | 0
PV_curtailment_value | 1 | 31 | 20 | 0
PV_curtailment_value | 1 | 31 | 21 | 0
PV_curtailment_value | 1 | 31 | 22 | 0
PV_curtailment_value | 1 | 31 | 23 | 0
PV_curtailment_value | 1 | 31 | 24 | 0
PV_curtailment_value | 1 | 32 | 1 | 0
PV_curtailment_value | 1 | 32 | 2 | 0
PV_curtailment_value | 1 | 32 | 3 | 0
PV_curtailment_value | 1 | 32 | 4 | 0
PV_curtailment_value | 1 | 32 | 5 | 0
PV_curtailment_value | 1 | 32 | 6 | 0
PV_curtailment_value | 1 | 32 | 7 | 0
PV_curtailment_value | 1 | 32 | 8 | 0
PV_curtailment_value | 1 | 32 | 9 | 0
PV_curtailment_value | 1 | 32 | 10 | 0
PV_curtailment_value | 1 | 32 | 11 | 0
PV_curtailment_value | 1 | 32 | 12 | 0
PV_curtailment_value | 1 | 32 | 13 | 0
PV_curtailment_value | 1 | 32 | 14 | 0
PV_curtailment_value | 1 | 32 | 15 | 0
PV_curtailment_value | 1 | 32 | 16 | 0
PV_curtailment_value | 1 | 32 | 17 | 0
PV_curtailment_value | 1 | 32 | 18 | 0
PV_curtailment_value | 1 | 32 | 19 | 0
PV_curtailment_value | 1 | 32 | 20 | 0
PV_curtailment_value | 1 | 32 | 21 | 0
PV_curtailment_value | 1 | 32 | 22 | 0
PV_curtailment_value | 1 | 32 | 23 | 0
PV_curtailment_value | 1 | 32 | 24 | 0
PV_curtailment_value | 1 | 33 | 1 | 0
PV_curtailment_value | 1 | 33 | 2 | 0
PV_curtailment_value | 1 | 33 | 3 | 0
PV_curtailment_value | 1 | 33 | 4 | 0
PV_curtailment_value | 1 | 33 | 5 | 0
PV_curtailment_value | 1 | 33 | 6 | 0
PV_curtailment_value | 1 | 33 | 7 | 0
PV_curtailment_value | 1 | 33 | 8 | 0
PV_curtailment_value | 1 | 33 | 9 | 0
PV_curtailment_value | 1 | 33 | 10 | 0
PV_curtailment_value | 1 | 33 | 11 | 0
PV_curtailment_value | 1 | 33 | 12 | 0
PV_curtailment_value | 1 | 33 | 13 | 0
PV_curtailment_value | 1 | 33 | 14 | 0
PV_curtailment_value | 1 | 33 | 15 | 0
PV_curtailment_value | 1 | 33 | 16 | 0
PV_curtailment_value | 1 | 33 | 17 | 0
PV_curtailment_value | 1 | 33 | 18 | 0
PV_curtailment_value | 1 | 33 | 19 | 0
PV_curtailment_value | 1 | 33 | 20 | 0
PV_curtailment_value | 1 | 33 | 21 | 0
PV_curtailment_value | 1 | 33 | 22 | 0
PV_curtailment_value | 1 | 33 | 23 | 0
PV_curtailment_value | 1 | 33 | 24 | 0
PV_curtailment_value | 2 | 1 | 1 | 0
PV_curtailment_value | 2 | 1 | 2 | 0
PV_curtailment_value | 2 | 1 | 3 | 0
PV_curtailment_value | 2 | 1 | 4 | 0
PV_curtailment_value | 2 | 1 | 5 | 0
PV_curtailment_value | 2 | 1 | 6 | 0
PV_curtailment_value | 2 | 1 | 7 | 0
PV_curtailment_value | 2 | 1 | 8 | 0
PV_curtailment_value | 2 | 1 | 9 | 0
PV_curtailment_value | 2 | 1 | 10 | 0
PV_curtailment_value | 2 | 1 | 11 | 0
PV_curtailment_value | 2 | 1 | 12 | 0
PV_curtailment_value | 2 | 1 | 13 | 0
PV_curtailment_value | 2 | 1 | 14 | 0
PV_curtailment_value | 2 | 1 | 15 | 0
PV_curtailment_value | 2 | 1 | 16 | 0
PV_curtailment_value | 2 | 1 | 17 | 0
PV_curtailment_value | 2 | 1 | 18 | 0
PV_curtailment_value | 2 | 1 | 19 | 0
PV_curtailment_value | 2 | 1 | 20 | 0
PV_curtailment_value | 2 | 1 | 21 | 0
PV_curtailment_value | 2 | 1 | 22 | 0
PV_curtailment_value | 2 | 1 | 23 | 0
PV_curtailment_value | 2 | 1 | 24 | 0
PV_curtailment_value | 2 | 2 | 1 | 0
PV_curtailment_value | 2 | 2 | 2 | 0
PV_curtailment_value | 2 | 2 | 3 | 0
PV_curtailment_value | 2 | 2 | 4 | 0
PV_curtailment_value | 2 | 2 | 5 | 0
PV_curtailment_value | 2 | 2 | 6 | 0
PV_curtailment_value | 2 | 2 | 7 | 0
PV_curtailment_value | 2 | 2 | 8 | 0
PV_curtailment_value | 2 | 2 | 9 | 0
PV_curtailment_value | 2 | 2 | 10 | 0
PV_curtailment_value | 2 | 2 | 11 | 0
PV_curtailment_value | 2 | 2 | 12 | 0
PV_curtailment_value | 2 | 2 | 13 | 0
PV_curtailment_value | 2 | 2 | 14 | 0
PV_curtailment_value | 2 | 2 | 15 | 0
PV_curtailment_value | 2 | 2 | 16 | 0
PV_curtailment_value | 2 | 2 | 17 | 0
PV_curtailment_value | 2 | 2 | 18 | 0
PV_curtailment_value | 2 | 2 | 19 | 0
PV_curtailment_value | 2 | 2 | 20 | 0
PV_curtailment_value | 2 | 2 | 21 | 0
PV_curtailment_value | 2 | 2 | 22 | 0
PV_curtailment_value | 2 | 2 | 23 | 0
PV_curtailment_value | 2 | 2 | 24 | 0
PV_curtailment_value | 2 | 3 | 1 | 0
PV_curtailment_value | 2 | 3 | 2 | 0
PV_curtailment_value | 2 | 3 | 3 | 0
PV_curtailment_value | 2 | 3 | 4 | 0
PV_curtailment_value | 2 | 3 | 5 | 0
PV_curtailment_value | 2 | 3 | 6 | 0
PV_curtailment_value | 2 | 3 | 7 | 0
PV_curtailment_value | 2 | 3 | 8 | 0
PV_curtailment_value | 2 | 3 | 9 | 0
PV_curtailment_value | 2 | 3 | 10 | 0
PV_curtailment_value | 2 | 3 | 11 | 0
PV_curtailment_value | 2 | 3 | 12 | 0
PV_curtailment_value | 2 | 3 | 13 | 0
PV_curtailment_value | 2 | 3 | 14 | 0
PV_curtailment_value | 2 | 3 | 15 | 0
PV_curtailment_value | 2 | 3 | 16 | 0
PV_curtailment_value | 2 | 3 | 17 | 0
PV_curtailment_value | 2 | 3 | 18 | 0
PV_curtailment_value | 2 | 3 | 19 | 0
PV_curtailment_value | 2 | 3 | 20 | 0
PV_curtailment_value | 2 | 3 | 21 | 0
PV_curtailment_value | 2 | 3 | 22 | 0
PV_curtailment_value | 2 | 3 | 23 | 0
PV_curtailment_value | 2 | 3 | 24 | 0
PV_curtailment_value | 2 | 4 | 1 | 0
PV_curtailment_value | 2 | 4 | 2 | 0
PV_curtailment_value | 2 | 4 | 3 | 0
PV_curtailment_value | 2 | 4 | 4 | 0
PV_curtailment_value | 2 | 4 | 5 | 0
PV_curtailment_value | 2 | 4 | 6 | 0
PV_curtailment_value | 2 | 4 | 7 | 0
PV_curtailment_value | 2 | 4 | 8 | 0
PV_curtailment_value | 2 | 4 | 9 | 0
PV_curtailment_value | 2 | 4 | 10 | 0
PV_curtailment_value | 2 | 4 | 11 | 0
PV_curtailment_value | 2 | 4 | 12 | 0
PV_curtailment_value | 2 | 4 | 13 | 0
PV_curtailment_value | 2 | 4 | 14 | 0
PV_curtailment_value | 2 | 4 | 15 | 0
PV_curtailment_value | 2 | 4 | 16 | 0
PV_curtailment_value | 2 | 4 | 17 | 0
PV_curtailment_value | 2 | 4 | 18 | 0
PV_curtailment_value | 2 | 4 | 19 | 0
PV_curtailment_value | 2 | 4 | 20 | 0
PV_curtailment_value | 2 | 4 | 21 | 0
PV_curtailment_value | 2 | 4 | 22 | 0
PV_curtailment_value | 2 | 4 | 23 | 0
PV_curtailment_value | 2 | 4 | 24 | 0
PV_curtailment_value | 2 | 5 | 1 | 0
PV_curtailment_value | 2 | 5 | 2 | 0
PV_curtailment_value | 2 | 5 | 3 | 0
PV_curtailment_value | 2 | 5 | 4 | 0
PV_curtailment_value | 2 | 5 | 5 | 0
PV_curtailment_value | 2 | 5 | 6 | 0
PV_curtailment_value | 2 | 5 | 7 | 0
PV_curtailment_value | 2 | 5 | 8 | 0
PV_curtailment_value | 2 | 5 | 9 | 0
PV_curtailment_value | 2 | 5 | 10 | 0
PV_curtailment_value | 2 | 5 | 11 | 0
PV_curtailment_value | 2 | 5 | 12 | 0
PV_curtailment_value | 2 | 5 | 13 | 0
PV_curtailment_value | 2 | 5 | 14 | 0
PV_curtailment_value | 2 | 5 | 15 | 0
PV_curtailment_value | 2 | 5 | 16 | 0
PV_curtailment_value | 2 | 5 | 17 | 0
PV_curtailment_value | 2 | 5 | 18 | 0
PV_curtailment_value | 2 | 5 | 19 | 0
PV_curtailment_value | 2 | 5 | 20 | 0
PV_curtailment_value | 2 | 5 | 21 | 0
PV_curtailment_value | 2 | 5 | 22 | 0
PV_curtailment_value | 2 | 5 | 23 | 0
PV_curtailment_value | 2 | 5 | 24 | 0
PV_curtailment_value | 2 | 6 | 1 | 0
PV_curtailment_value | 2 | 6 | 2 | 0
PV_curtailment_value | 2 | 6 | 3 | 0
PV_curtailment_value | 2 | 6 | 4 | 0
PV_curtailment_value | 2 | 6 | 5 | 0
PV_curtailment_value | 2 | 6 | 6 | 0
PV_curtailment_value | 2 | 6 | 7 | 0
PV_curtailment_value | 2 | 6 | 8 | 0
PV_curtailment_value | 2 | 6 | 9 | 0
PV_curtailment_value | 2 | 6 | 10 | 0
PV_curtailment_value | 2 | 6 | 11 | 0
PV_curtailment_value | 2 | 6 | 12 | 0
PV_curtailment_value | 2 | 6 | 13 | 0
PV_curtailment_value | 2 | 6 | 14 | 0
PV_curtailment_value | 2 | 6 | 15 | 0
PV_curtailment_value | 2 | 6 | 16 | 0
PV_curtailment_value | 2 | 6 | 17 | 0
PV_curtailment_value | 2 | 6 | 18 | 0
PV_curtailment_value | 2 | 6 | 19 | 0
PV_curtailment_value | 2 | 6 | 20 | 0
PV_curtailment_value | 2 | 6 | 21 | 0
PV_curtailment_value | 2 | 6 | 22 | 0
PV_curtailment_value | 2 | 6 | 23 | 0
PV_curtailment_value | 2 | 6 | 24 | 0
PV_curtailment_value | 2 | 7 | 1 | 0
PV_curtailment_value | 2 | 7 | 2 | 0
PV_curtailment_value | 2 | 7 | 3 | 0
PV_curtailment_value | 2 | 7 | 4 | 0
PV_curtailment_value | 2 | 7 | 5 | 0
PV_curtailment_value | 2 | 7 | 6 | 0
PV_curtailment_value | 2 | 7 | 7 | 0
PV_curtailment_value | 2 | 7 | 8 | 0
PV_curtailment_value | 2 | 7 | 9 | 0
PV_curtailment_value | 2 | 7 | 10 | 0
PV_curtailment_value | 2 | 7 | 11 | 0
PV_curtailment_value | 2 | 7 | 12 | 0
PV_curtailment_value | 2 | 7 | 13 | 0
PV_curtailment_value | 2 | 7 | 14 | 0
PV_curtailment_value | 2 | 7 | 15 | 0
PV_curtailment_value | 2 | 7 | 16 | 0
PV_curtailment_value | 2 | 7 | 17 | 0
PV_curtailment_value | 2 | 7 | 18 | 0
PV_curtailment_value | 2 | 7 | 19 | 0
PV_curtailment_value | 2 | 7 | 20 | 0
PV_curtailment_value | 2 | 7 | 21 | 0
PV_curtailment_value | 2 | 7 | 22 | 0
PV_curtailment_value | 2 | 7 | 23 | 0
PV_curtailment_value | 2 | 7 | 24 | 0
PV_curtailment_value | 2 | 8 | 1 | 0
PV_curtailment_value | 2 | 8 | 2 | 0
PV_curtailment_value | 2 | 8 | 3 | 0
PV_curtailment_value | 2 | 8 | 4 | 0
PV_curtailment_value | 2 | 8 | 5 | 0
PV_curtailment_value | 2 | 8 | 6 | 0
PV_curtailment_value | 2 | 8 | 7 | 0
PV_curtailment_value | 2 | 8 | 8 | 0
PV_curtailment_value | 2 | 8 | 9 | 0
PV_curtailment_value | 2 | 8 | 10 | 0
PV_curtailment_value | 2 | 8 | 11 | 0
PV_curtailment_value | 2 | 8 | 12 | 0
PV_curtailment_value | 2 | 8 | 13 | 0
PV_curtailment_value | 2 | 8 | 14 | 0
PV_curtailment_value | 2 | 8 | 15 | 0
PV_curtailment_value | 2 | 8 | 16 | 0
PV_curtailment_value | 2 | 8 | 17 | 0
PV_curtailment_value | 2 | 8 | 18 | 0
PV_curtailment_value | 2 | 8 | 19 | 0
PV_curtailment_value | 2 | 8 | 20 | 0
PV_curtailment_value | 2 | 8 | 21 | 0
PV_curtailment_value | 2 | 8 | 22 | 0
PV_curtailment_value | 2 | 8 | 23 | 0
PV_curtailment_value | 2 | 8 | 24 | 0
PV_curtailment_value | 2 | 9 | 1 | 0
PV_curtailment_value | 2 | 9 | 2 | 0
PV_curtailment_value | 2 | 9 | 3 | 0
PV_curtailment_value | 2 | 9 | 4 | 0
PV_curtailment_value | 2 | 9 | 5 | 0
PV_curtailment_value | 2 | 9 | 6 | 0
PV_curtailment_value | 2 | 9 | 7 | 0
PV_curtailment_value | 2 | 9 | 8 | 0
PV_curtailment_value | 2 | 9 | 9 | 0
PV_curtailment_value | 2 | 9 | 10 | 0
PV_curtailment_value | 2 | 9 | 11 | 0
PV_curtailment_value | 2 | 9 | 12 | 0
PV_curtailment_value | 2 | 9 | 13 | 0
PV_curtailment_value | 2 | 9 | 14 | 0
PV_curtailment_value | 2 | 9 | 15 | 0
PV_curtailment_value | 2 | 9 | 16 | 0
PV_curtailment_value | 2 | 9 | 17 | 0
PV_curtailment_value | 2 | 9 | 18 | 0
PV_curtailment_value | 2 | 9 | 19 | 0
PV_curtailment_value | 2 | 9 | 20 | 0
PV_curtailment_value | 2 | 9 | 21 | 0
PV_curtailment_value | 2 | 9 | 22 | 0
PV_curtailment_value | 2 | 9 | 23 | 0
PV_curtailment_value | 2 | 9 | 24 | 0
PV_curtailment_value | 2 | 10 | 1 | 0
PV_curtailment_value | 2 | 10 | 2 | 0
PV_curtailment_value | 2 | 10 | 3 | 0
PV_curtailment_value | 2 | 10 | 4 | 0
PV_curtailment_value | 2 | 10 | 5 | 0
PV_curtailment_value | 2 | 10 | 6 | 0
PV_curtailment_value | 2 | 10 | 7 | 0
PV_curtailment_value | 2 | 10 | 8 | 0
PV_curtailment_value | 2 | 10 | 9 | 0
PV_curtailment_value | 2 | 10 | 10 | 0
PV_curtailment_value | 2 | 10 | 11 | 0
PV_curtailment_value | 2 | 10 | 12 | 0
PV_curtailment_value | 2 | 10 | 13 | 0
PV_curtailment_value | 2 | 10 | 14 | 0
PV_curtailment_value | 2 | 10 | 15 | 0
PV_curtailment_value | 2 | 10 | 16 | 0
PV_curtailment_value | 2 | 10 | 17 | 0
PV_curtailment_value | 2 | 10 | 18 | 0
PV_curtailment_value | 2 | 10 | 19 | 0
PV_curtailment_value | 2 | 10 | 20 | 0
PV_curtailment_value | 2 | 10 | 21 | 0
PV_curtailment_value | 2 | 10 | 22 | 0
PV_curtailment_value | 2 | 10 | 23 | 0
PV_curtailment_value | 2 | 10 | 24 | 0
PV_curtailment_value | 2 | 11 | 1 | 0
PV_curtailment_value | 2 | 11 | 2 | 0
PV_curtailment_value | 2 | 11 | 3 | 0
PV_curtailment_value | 2 | 11 | 4 | 0
PV_curtailment_value | 2 | 11 | 5 | 0
PV_curtailment_value | 2 | 11 | 6 | 0
PV_curtailment_value | 2 | 11 | 7 | 0
PV_curtailment_value | 2 | 11 | 8 | 0
PV_curtailment_value | 2 | 11 | 9 | 0
PV_curtailment_value | 2 | 11 | 10 | 0
PV_curtailment_value | 2 | 11 | 11 | 0
PV_curtailment_value | 2 | 11 | 12 | 0
PV_curtailment_value | 2 | 11 | 13 | 0
PV_curtailment_value | 2 | 11 | 14 | 0
PV_curtailment_value | 2 | 11 | 15 | 0
PV_curtailment_value | 2 | 11 | 16 | 0
PV_curtailment_value | 2 | 11 | 17 | 0
PV_curtailment_value | 2 | 11 | 18 | 0
PV_curtailment_value | 2 | 11 | 19 | 0
PV_curtailment_value | 2 | 11 | 20 | 0
PV_curtailment_value | 2 | 11 | 21 | 0
PV_curtailment_value | 2 | 11 | 22 | 0
PV_curtailment_value | 2 | 11 | 23 | 0
PV_curtailment_value | 2 | 11 | 24 | 0
PV_curtailment_value | 2 | 12 | 1 | 0
PV_curtailment_value | 2 | 12 | 2 | 0
PV_curtailment_value | 2 | 12 | 3 | 0
PV_curtailment_value | 2 | 12 | 4 | 0
PV_curtailment_value | 2 | 12 | 5 | 0
PV_curtailment_value | 2 | 12 | 6 | 0
PV_curtailment_value | 2 | 12 | 7 | 0
PV_curtailment_value | 2 | 12 | 8 | 0
PV_curtailment_value | 2 | 12 | 9 | 0
PV_curtailment_value | 2 | 12 | 10 | 0
PV_curtailment_value | 2 | 12 | 11 | 0
PV_curtailment_value | 2 | 12 | 12 | 0
PV_curtailment_value | 2 | 12 | 13 | 0
PV_curtailment_value | 2 | 12 | 14 | 0
PV_curtailment_value | 2 | 12 | 15 | 0
PV_curtailment_value | 2 | 12 | 16 | 0
PV_curtailment_value | 2 | 12 | 17 | 0
PV_curtailment_value | 2 | 12 | 18 | 0
PV_curtailment_value | 2 | 12 | 19 | 0
PV_curtailment_value | 2 | 12 | 20 | 0
PV_curtailment_value | 2 | 12 | 21 | 0
PV_curtailment_value | 2 | 12 | 22 | 0
PV_curtailment_value | 2 | 12 | 23 | 0
PV_curtailment_value | 2 | 12 | 24 | 0
PV_curtailment_value | 2 | 13 | 1 | 0
PV_curtailment_value | 2 | 13 | 2 | 0
PV_curtailment_value | 2 | 13 | 3 | 0
PV_curtailment_value | 2 | 13 | 4 | 0
PV_curtailment_value | 2 | 13 | 5 | 0
PV_curtailment_value | 2 | 13 | 6 | 0
PV_curtailment_value | 2 | 13 | 7 | 0
PV_curtailment_value | 2 | 13 | 8 | 0
PV_curtailment_value | 2 | 13 | 9 | 0
PV_curtailment_value | 2 | 13 | 10 | 0
PV_curtailment_value | 2 | 13 | 11 | 0
PV_curtailment_value | 2 | 13 | 12 | 0
PV_curtailment_value | 2 | 13 | 13 | 0
PV_curtailment_value | 2 | 13 | 14 | 0
PV_curtailment_value | 2 | 13 | 15 | 0
PV_curtailment_value | 2 | 13 | 16 | 0
PV_curtailment_value | 2 | 13 | 17 | 0
PV_curtailment_value | 2 | 13 | 18 | 0
PV_curtailment_value | 2 | 13 | 19 | 0
PV_curtailment_value | 2 | 13 | 20 | 0
PV_curtailment_value | 2 | 13 | 21 | 0
PV_curtailment_value | 2 | 13 | 22 | 0
PV_curtailment_value | 2 | 13 | 23 | 0
PV_curtailment_value | 2 | 13 | 24 | 0
PV_curtailment_value | 2 | 14 | 1 | 0
PV_curtailment_value | 2 | 14 | 2 | 0
PV_curtailment_value | 2 | 14 | 3 | 0
PV_curtailment_value | 2 | 14 | 4 | 0
PV_curtailment_value | 2 | 14 | 5 | 0
PV_curtailment_value | 2 | 14 | 6 | 0
PV_curtailment_value | 2 | 14 | 7 | 0
PV_curtailment_value | 2 | 14 | 8 | 0
PV_curtailment_value | 2 | 14 | 9 | 0
PV_curtailment_value | 2 | 14 | 10 | 0
PV_curtailment_value | 2 | 14 | 11 | 0
PV_curtailment_value | 2 | 14 | 12 | 0
PV_curtailment_value | 2 | 14 | 13 | 0
PV_curtailment_value | 2 | 14 | 14 | 0
PV_curtailment_value | 2 | 14 | 15 | 0
PV_curtailment_value | 2 | 14 | 16 | 0
PV_curtailment_value | 2 | 14 | 17 | 0
PV_curtailment_value | 2 | 14 | 18 | 0
PV_curtailment_value | 2 | 14 | 19 | 0
PV_curtailment_value | 2 | 14 | 20 | 0
PV_curtailment_value | 2 | 14 | 21 | 0
PV_curtailment_value | 2 | 14 | 22 | 0
PV_curtailment_value | 2 | 14 | 23 | 0
PV_curtailment_value | 2 | 14 | 24 | 0
PV_curtailment_value | 2 | 15 | 1 | 0
PV_curtailment_value | 2 | 15 | 2 | 0
PV_curtailment_value | 2 | 15 | 3 | 0
PV_curtailment_value | 2 | 15 | 4 | 0
PV_curtailment_value | 2 | 15 | 5 | 0
PV_curtailment_value | 2 | 15 | 6 | 0
PV_curtailment_value | 2 | 15 | 7 | 0
PV_curtailment_value | 2 | 15 | 8 | 0
PV_curtailment_value | 2 | 15 | 9 | 0
PV_curtailment_value | 2 | 15 | 10 | 0
PV_curtailment_value | 2 | 15 | 11 | 0
PV_curtailment_value | 2 | 15 | 12 | 0
PV_curtailment_value | 2 | 15 | 13 | 0
PV_curtailment_value | 2 | 15 | 14 | 0
PV_curtailment_value | 2 | 15 | 15 | 0
PV_curtailment_value | 2 | 15 | 16 | 0
PV_curtailment_value | 2 | 15 | 17 | 0
PV_curtailment_value | 2 | 15 | 18 | 0
PV_curtailment_value | 2 | 15 | 19 | 0
PV_curtailment_value | 2 | 15 | 20 | 0
PV_curtailment_value | 2 | 15 | 21 | 0
PV_curtailment_value | 2 | 15 | 22 | 0
PV_curtailment_value | 2 | 15 | 23 | 0
PV_curtailment_value | 2 | 15 | 24 | 0
PV_curtailment_value | 2 | 16 | 1 | 0
PV_curtailment_value | 2 | 16 | 2 | 0
PV_curtailment_value | 2 | 16 | 3 | 0
PV_curtailment_value | 2 | 16 | 4 | 0
PV_curtailment_value | 2 | 16 | 5 | 0
PV_curtailment_value | 2 | 16 | 6 | 0
PV_curtailment_value | 2 | 16 | 7 | 0
PV_curtailment_value | 2 | 16 | 8 | 0
PV_curtailment_value | 2 | 16 | 9 | 0
PV_curtailment_value | 2 | 16 | 10 | 0
PV_curtailment_value | 2 | 16 | 11 | 0
PV_curtailment_value | 2 | 16 | 12 | 0
PV_curtailment_value | 2 | 16 | 13 | 0
PV_curtailment_value | 2 | 16 | 14 | 0
PV_curtailment_value | 2 | 16 | 15 | 0
PV_curtailment_value | 2 | 16 | 16 | 0
PV_curtailment_value | 2 | 16 | 17 | 0
PV_curtailment_value | 2 | 16 | 18 | 0
PV_curtailment_value | 2 | 16 | 19 | 0
PV_curtailment_value | 2 | 16 | 20 | 0
PV_curtailment_value | 2 | 16 | 21 | 0
PV_curtailment_value | 2 | 16 | 22 | 0
PV_curtailment_value | 2 | 16 | 23 | 0
PV_curtailment_value | 2 | 16 | 24 | 0
PV_curtailment_value | 2 | 17 | 1 | 0
PV_curtailment_value | 2 | 17 | 2 | 0
PV_curtailment_value | 2 | 17 | 3 | 0
PV_curtailment_value | 2 | 17 | 4 | 0
PV_curtailment_value | 2 | 17 | 5 | 0
PV_curtailment_value | 2 | 17 | 6 | 0
PV_curtailment_value | 2 | 17 | 7 | 0
PV_curtailment_value | 2 | 17 | 8 | 0
PV_curtailment_value | 2 | 17 | 9 | 0
PV_curtailment_value | 2 | 17 | 10 | 0
PV_curtailment_value | 2 | 17 | 11 | 0
PV_curtailment_value | 2 | 17 | 12 | 0
PV_curtailment_value | 2 | 17 | 13 | 0
PV_curtailment_value | 2 | 17 | 14 | 0
PV_curtailment_value | 2 | 17 | 15 | 0
PV_curtailment_value | 2 | 17 | 16 | 0
PV_curtailment_value | 2 | 17 | 17 | 0
PV_curtailment_value | 2 | 17 | 18 | 0
PV_curtailment_value | 2 | 17 | 19 | 0
PV_curtailment_value | 2 | 17 | 20 | 0
PV_curtailment_value | 2 | 17 | 21 | 0
PV_curtailment_value | 2 | 17 | 22 | 0
PV_curtailment_value | 2 | 17 | 23 | 0
PV_curtailment_value | 2 | 17 | 24 | 0
PV_curtailment_value | 2 | 18 | 1 | 0
PV_curtailment_value | 2 | 18 | 2 | 0
PV_curtailment_value | 2 | 18 | 3 | 0
PV_curtailment_value | 2 | 18 | 4 | 0
PV_curtailment_value | 2 | 18 | 5 | 0
PV_curtailment_value | 2 | 18 | 6 | 0
PV_curtailment_value | 2 | 18 | 7 | 0
PV_curtailment_value | 2 | 18 | 8 | 0
PV_curtailment_value | 2 | 18 | 9 | 0
PV_curtailment_value | 2 | 18 | 10 | 0
PV_curtailment_value | 2 | 18 | 11 | 0
PV_curtailment_value | 2 | 18 | 12 | 0
PV_curtailment_value | 2 | 18 | 13 | 0
PV_curtailment_value | 2 | 18 | 14 | 0
PV_curtailment_value | 2 | 18 | 15 | 0
PV_curtailment_value | 2 | 18 | 16 | 0
PV_curtailment_value | 2 | 18 | 17 | 0
PV_curtailment_value | 2 | 18 | 18 | 0
PV_curtailment_value | 2 | 18 | 19 | 0
PV_curtailment_value | 2 | 18 | 20 | 0
PV_curtailment_value | 2 | 18 | 21 | 0
PV_curtailment_value | 2 | 18 | 22 | 0
PV_curtailment_value | 2 | 18 | 23 | 0
PV_curtailment_value | 2 | 18 | 24 | 0
PV_curtailment_value | 2 | 19 | 1 | 0
PV_curtailment_value | 2 | 19 | 2 | 0
PV_curtailment_value | 2 | 19 | 3 | 0
PV_curtailment_value | 2 | 19 | 4 | 0
PV_curtailment_value | 2 | 19 | 5 | 0
PV_curtailment_value | 2 | 19 | 6 | 0
PV_curtailment_value | 2 | 19 | 7 | 0
PV_curtailment_value | 2 | 19 | 8 | 0
PV_curtailment_value | 2 | 19 | 9 | 0
PV_curtailment_value | 2 | 19 | 10 | 0
PV_curtailment_value | 2 | 19 | 11 | 0
PV_curtailment_value | 2 | 19 | 12 | 0
PV_curtailment_value | 2 | 19 | 13 | 0
PV_curtailment_value | 2 | 19 | 14 | 0
PV_curtailment_value | 2 | 19 | 15 | 0
PV_curtailment_value | 2 | 19 | 16 | 0
PV_curtailment_value | 2 | 19 | 17 | 0
PV_curtailment_value | 2 | 19 | 18 | 0
PV_curtailment_value | 2 | 19 | 19 | 0
PV_curtailment_value | 2 | 19 | 20 | 0
PV_curtailment_value | 2 | 19 | 21 | 0
PV_curtailment_value | 2 | 19 | 22 | 0
PV_curtailment_value | 2 | 19 | 23 | 0
PV_curtailment_value | 2 | 19 | 24 | 0
PV_curtailment_value | 2 | 20 | 1 | 0
PV_curtailment_value | 2 | 20 | 2 | 0
PV_curtailment_value | 2 | 20 | 3 | 0
PV_curtailment_value | 2 | 20 | 4 | 0
PV_curtailment_value | 2 | 20 | 5 | 0
PV_curtailment_value | 2 | 20 | 6 | 0
PV_curtailment_value | 2 | 20 | 7 | 0
PV_curtailment_value | 2 | 20 | 8 | 0
PV_curtailment_value | 2 | 20 | 9 | 0
PV_curtailment_value | 2 | 20 | 10 | 0
PV_curtailment_value | 2 | 20 | 11 | 0
PV_curtailment_value | 2 | 20 | 12 | 0
PV_curtailment_value | 2 | 20 | 13 | 0
PV_curtailment_value | 2 | 20 | 14 | 0
PV_curtailment_value | 2 | 20 | 15 | 0
PV_curtailment_value | 2 | 20 | 16 | 0
PV_curtailment_value | 2 | 20 | 17 | 0
PV_curtailment_value | 2 | 20 | 18 | 0
PV_curtailment_value | 2 | 20 | 19 | 0
PV_curtailment_value | 2 | 20 | 20 | 0
PV_curtailment_value | 2 | 20 | 21 | 0
PV_curtailment_value | 2 | 20 | 22 | 0
PV_curtailment_value | 2 | 20 | 23 | 0
PV_curtailment_value | 2 | 20 | 24 | 0
PV_curtailment_value | 2 | 21 | 1 | 0
PV_curtailment_value | 2 | 21 | 2 | 0
PV_curtailment_value | 2 | 21 | 3 | 0
PV_curtailment_value | 2 | 21 | 4 | 0
PV_curtailment_value | 2 | 21 | 5 | 0
PV_curtailment_value | 2 | 21 | 6 | 0
PV_curtailment_value | 2 | 21 | 7 | 0
PV_curtailment_value | 2 | 21 | 8 | 0
PV_curtailment_value | 2 | 21 | 9 | 0
PV_curtailment_value | 2 | 21 | 10 | 0
PV_curtailment_value | 2 | 21 | 11 | 0
PV_curtailment_value | 2 | 21 | 12 | 0
PV_curtailment_value | 2 | 21 | 13 | 0
PV_curtailment_value | 2 | 21 | 14 | 0
PV_curtailment_value | 2 | 21 | 15 | 0
PV_curtailment_value | 2 | 21 | 16 | 0
PV_curtailment_value | 2 | 21 | 17 | 0
PV_curtailment_value | 2 | 21 | 18 | 0
PV_curtailment_value | 2 | 21 | 19 | 0
PV_curtailment_value | 2 | 21 | 20 | 0
PV_curtailment_value | 2 | 21 | 21 | 0
PV_curtailment_value | 2 | 21 | 22 | 0
PV_curtailment_value | 2 | 21 | 23 | 0
PV_curtailment_value | 2 | 21 | 24 | 0
PV_curtailment_value | 2 | 22 | 1 | 0
PV_curtailment_value | 2 | 22 | 2 | 0
PV_curtailment_value | 2 | 22 | 3 | 0
PV_curtailment_value | 2 | 22 | 4 | 0
PV_curtailment_value | 2 | 22 | 5 | 0
PV_curtailment_value | 2 | 22 | 6 | 0
PV_curtailment_value | 2 | 22 | 7 | 0
PV_curtailment_value | 2 | 22 | 8 | 0
PV_curtailment_value | 2 | 22 | 9 | 0
PV_curtailment_value | 2 | 22 | 10 | 0
PV_curtailment_value | 2 | 22 | 11 | 0
PV_curtailment_value | 2 | 22 | 12 | 0
PV_curtailment_value | 2 | 22 | 13 | 0
PV_curtailment_value | 2 | 22 | 14 | 0
PV_curtailment_value | 2 | 22 | 15 | 0
PV_curtailment_value | 2 | 22 | 16 | 0
PV_curtailment_value | 2 | 22 | 17 | 0
PV_curtailment_value | 2 | 22 | 18 | 0
PV_curtailment_value | 2 | 22 | 19 | 0
PV_curtailment_value | 2 | 22 | 20 | 0
PV_curtailment_value | 2 | 22 | 21 | 0
PV_curtailment_value | 2 | 22 | 22 | 0
PV_curtailment_value | 2 | 22 | 23 | 0
PV_curtailment_value | 2 | 22 | 24 | 0
PV_curtailment_value | 2 | 23 | 1 | 0
PV_curtailment_value | 2 | 23 | 2 | 0
PV_curtailment_value | 2 | 23 | 3 | 0
PV_curtailment_value | 2 | 23 | 4 | 0
PV_curtailment_value | 2 | 23 | 5 | 0
PV_curtailment_value | 2 | 23 | 6 | 0
PV_curtailment_value | 2 | 23 | 7 | 0
PV_curtailment_value | 2 | 23 | 8 | 0
PV_curtailment_value | 2 | 23 | 9 | 0
PV_curtailment_value | 2 | 23 | 10 | 0
PV_curtailment_value | 2 | 23 | 11 | 0
PV_curtailment_value | 2 | 23 | 12 | 0
PV_curtailment_value | 2 | 23 | 13 | 0
PV_curtailment_value | 2 | 23 | 14 | 0
PV_curtailment_value | 2 | 23 | 15 | 0
PV_curtailment_value | 2 | 23 | 16 | 0
PV_curtailment_value | 2 | 23 | 17 | 0
PV_curtailment_value | 2 | 23 | 18 | 0
PV_curtailment_value | 2 | 23 | 19 | 0
PV_curtailment_value | 2 | 23 | 20 | 0
PV_curtailment_value | 2 | 23 | 21 | 0
PV_curtailment_value | 2 | 23 | 22 | 0
PV_curtailment_value | 2 | 23 | 23 | 0
PV_curtailment_value | 2 | 23 | 24 | 0
PV_curtailment_value | 2 | 24 | 1 | 0
PV_curtailment_value | 2 | 24 | 2 | 0
PV_curtailment_value | 2 | 24 | 3 | 0
PV_curtailment_value | 2 | 24 | 4 | 0
PV_curtailment_value | 2 | 24 | 5 | 0
PV_curtailment_value | 2 | 24 | 6 | 0
PV_curtailment_value | 2 | 24 | 7 | 0
PV_curtailment_value | 2 | 24 | 8 | 0
PV_curtailment_value | 2 | 24 | 9 | 0
PV_curtailment_value | 2 | 24 | 10 | 0
PV_curtailment_value | 2 | 24 | 11 | 0
PV_curtailment_value | 2 | 24 | 12 | 0
PV_curtailment_value | 2 | 24 | 13 | 0
PV_curtailment_value | 2 | 24 | 14 | 0
PV_curtailment_value | 2 | 24 | 15 | 0
PV_curtailment_value | 2 | 24 | 16 | 0
PV_curtailment_value | 2 | 24 | 17 | 0
PV_curtailment_value | 2 | 24 | 18 | 0
PV_curtailment_value | 2 | 24 | 19 | 0
PV_curtailment_value | 2 | 24 | 20 | 0
PV_curtailment_value | 2 | 24 | 21 | 0
PV_curtailment_value | 2 | 24 | 22 | 0
PV_curtailment_value | 2 | 24 | 23 | 0
PV_curtailment_value | 2 | 24 | 24 | 0
PV_curtailment_value | 2 | 25 | 1 | 0
PV_curtailment_value | 2 | 25 | 2 | 0
PV_curtailment_value | 2 | 25 | 3 | 0
PV_curtailment_value | 2 | 25 | 4 | 0
PV_curtailment_value | 2 | 25 | 5 | 0
PV_curtailment_value | 2 | 25 | 6 | 0
PV_curtailment_value | 2 | 25 | 7 | 0
PV_curtailment_value | 2 | 25 | 8 | 0
PV_curtailment_value | 2 | 25 | 9 | 0
PV_curtailment_value | 2 | 25 | 10 | 0
PV_curtailment_value | 2 | 25 | 11 | 0
PV_curtailment_value | 2 | 25 | 12 | 0
PV_curtailment_value | 2 | 25 | 13 | 0
PV_curtailment_value | 2 | 25 | 14 | 0
PV_curtailment_value | 2 | 25 | 15 | 0
PV_curtailment_value | 2 | 25 | 16 | 0
PV_curtailment_value | 2 | 25 | 17 | 0
PV_curtailment_value | 2 | 25 | 18 | 0
PV_curtailment_value | 2 | 25 | 19 | 0
PV_curtailment_value | 2 | 25 | 20 | 0
PV_curtailment_value | 2 | 25 | 21 | 0
PV_curtailment_value | 2 | 25 | 22 | 0
PV_curtailment_value | 2 | 25 | 23 | 0
PV_curtailment_value | 2 | 25 | 24 | 0
PV_curtailment_value | 2 | 26 | 1 | 0
PV_curtailment_value | 2 | 26 | 2 | 0
PV_curtailment_value | 2 | 26 | 3 | 0
PV_curtailment_value | 2 | 26 | 4 | 0
PV_curtailment_value | 2 | 26 | 5 | 0
PV_curtailment_value | 2 | 26 | 6 | 0
PV_curtailment_value | 2 | 26 | 7 | 0
PV_curtailment_value | 2 | 26 | 8 | 0
PV_curtailment_value | 2 | 26 | 9 | 0
PV_curtailment_value | 2 | 26 | 10 | 0
PV_curtailment_value | 2 | 26 | 11 | 0
PV_curtailment_value | 2 | 26 | 12 | 0
PV_curtailment_value | 2 | 26 | 13 | 0
PV_curtailment_value | 2 | 26 | 14 | 0
PV_curtailment_value | 2 | 26 | 15 | 0
PV_curtailment_value | 2 | 26 | 16 | 0
PV_curtailment_value | 2 | 26 | 17 | 0
PV_curtailment_value | 2 | 26 | 18 | 0
PV_curtailment_value | 2 | 26 | 19 | 0
PV_curtailment_value | 2 | 26 | 20 | 0
PV_curtailment_value | 2 | 26 | 21 | 0
PV_curtailment_value | 2 | 26 | 22 | 0
PV_curtailment_value | 2 | 26 | 23 | 0
PV_curtailment_value | 2 | 26 | 24 | 0
PV_curtailment_value | 2 | 27 | 1 | 0
PV_curtailment_value | 2 | 27 | 2 | 0
PV_curtailment_value | 2 | 27 | 3 | 0
PV_curtailment_value | 2 | 27 | 4 | 0
PV_curtailment_value | 2 | 27 | 5 | 0
PV_curtailment_value | 2 | 27 | 6 | 0
PV_curtailment_value | 2 | 27 | 7 | 0
PV_curtailment_value | 2 | 27 | 8 | 0
PV_curtailment_value | 2 | 27 | 9 | 0
PV_curtailment_value | 2 | 27 | 10 | 0
PV_curtailment_value | 2 | 27 | 11 | 0
PV_curtailment_value | 2 | 27 | 12 | 0
PV_curtailment_value | 2 | 27 | 13 | 0
PV_curtailment_value | 2 | 27 | 14 | 0
PV_curtailment_value | 2 | 27 | 15 | 0
PV_curtailment_value | 2 | 27 | 16 | 0
PV_curtailment_value | 2 | 27 | 17 | 0
PV_curtailment_value | 2 | 27 | 18 | 0
PV_curtailment_value | 2 | 27 | 19 | 0
PV_curtailment_value | 2 | 27 | 20 | 0
PV_curtailment_value | 2 | 27 | 21 | 0
PV_curtailment_value | 2 | 27 | 22 | 0
PV_curtailment_value | 2 | 27 | 23 | 0
PV_curtailment_value | 2 | 27 | 24 | 0
PV_curtailment_value | 2 | 28 | 1 | 0
PV_curtailment_value | 2 | 28 | 2 | 0
PV_curtailment_value | 2 | 28 | 3 | 0
PV_curtailment_value | 2 | 28 | 4 | 0
PV_curtailment_value | 2 | 28 | 5 | 0
PV_curtailment_value | 2 | 28 | 6 | 0
PV_curtailment_value | 2 | 28 | 7 | 0
PV_curtailment_value | 2 | 28 | 8 | 0
PV_curtailment_value | 2 | 28 | 9 | 0
PV_curtailment_value | 2 | 28 | 10 | 0
PV_curtailment_value | 2 | 28 | 11 | 0
PV_curtailment_value | 2 | 28 | 12 | 0
PV_curtailment_value | 2 | 28 | 13 | 0
PV_curtailment_value | 2 | 28 | 14 | 0
PV_curtailment_value | 2 | 28 | 15 | 0
PV_curtailment_value | 2 | 28 | 16 | 0
PV_curtailment_value | 2 | 28 | 17 | 0
PV_curtailment_value | 2 | 28 | 18 | 0
PV_curtailment_value | 2 | 28 | 19 | 0
PV_curtailment_value | 2 | 28 | 20 | 0
PV_curtailment_value | 2 | 28 | 21 | 0
PV_curtailment_value | 2 | 28 | 22 | 0
PV_curtailment_value | 2 | 28 | 23 | 0
PV_curtailment_value | 2 | 28 | 24 | 0
PV_curtailment_value | 2 | 29 | 1 | 0
PV_curtailment_value | 2 | 29 | 2 | 0
PV_curtailment_value | 2 | 29 | 3 | 0
PV_curtailment_value | 2 | 29 | 4 | 0
PV_curtailment_value | 2 | 29 | 5 | 0
PV_curtailment_value | 2 | 29 | 6 | 0
PV_curtailment_value | 2 | 29 | 7 | 0
PV_curtailment_value | 2 | 29 | 8 | 0
PV_curtailment_value | 2 | 29 | 9 | 0
PV_curtailment_value | 2 | 29 | 10 | 0
PV_curtailment_value | 2 | 29 | 11 | 0
PV_curtailment_value | 2 | 29 | 12 | 0
PV_curtailment_value | 2 | 29 | 13 | 0
PV_curtailment_value | 2 | 29 | 14 | 0
PV_curtailment_value | 2 | 29 | 15 | 0
PV_curtailment_value | 2 | 29 | 16 | 0
PV_curtailment_value | 2 | 29 | 17 | 0
PV_curtailment_value | 2 | 29 | 18 | 0
PV_curtailment_value | 2 | 29 | 19 | 0
PV_curtailment_value | 2 | 29 | 20 | 0
PV_curtailment_value | 2 | 29 | 21 | 0
PV_curtailment_value | 2 | 29 | 22 | 0
PV_curtailment_value | 2 | 29 | 23 | 0
PV_curtailment_value | 2 | 29 | 24 | 0
PV_curtailment_value | 2 | 30 | 1 | 0
PV_curtailment_value | 2 | 30 | 2 | 0
PV_curtailment_value | 2 | 30 | 3 | 0
PV_curtailment_value | 2 | 30 | 4 | 0
PV_curtailment_value | 2 | 30 | 5 | 0
PV_curtailment_value | 2 | 30 | 6 | 0
PV_curtailment_value | 2 | 30 | 7 | 0
PV_curtailment_value | 2 | 30 | 8 | 0
PV_curtailment_value | 2 | 30 | 9 | 0
PV_curtailment_value | 2 | 30 | 10 | 0
PV_curtailment_value | 2 | 30 | 11 | 0
PV_curtailment_value | 2 | 30 | 12 | 0
PV_curtailment_value | 2 | 30 | 13 | 0
PV_curtailment_value | 2 | 30 | 14 | 0
PV_curtailment_value | 2 | 30 | 15 | 0
PV_curtailment_value | 2 | 30 | 16 | 0
PV_curtailment_value | 2 | 30 | 17 | 0
PV_curtailment_value | 2 | 30 | 18 | 0
PV_curtailment_value | 2 | 30 | 19 | 0
PV_curtailment_value | 2 | 30 | 20 | 0
PV_curtailment_value | 2 | 30 | 21 | 0
PV_curtailment_value | 2 | 30 | 22 | 0
PV_curtailment_value | 2 | 30 | 23 | 0
PV_curtailment_value | 2 | 30 | 24 | 0
PV_curtailment_value | 2 | 31 | 1 | 0
PV_curtailment_value | 2 | 31 | 2 | 0
PV_curtailment_value | 2 | 31 | 3 | 0
PV_curtailment_value | 2 | 31 | 4 | 0
PV_curtailment_value | 2 | 31 | 5 | 0
PV_curtailment_value | 2 | 31 | 6 | 0
PV_curtailment_value | 2 | 31 | 7 | 0
PV_curtailment_value | 2 | 31 | 8 | 0
PV_curtailment_value | 2 | 31 | 9 | 0
PV_curtailment_value | 2 | 31 | 10 | 0
PV_curtailment_value | 2 | 31 | 11 | 0
PV_curtailment_value | 2 | 31 | 12 | 0
PV_curtailment_value | 2 | 31 | 13 | 0
PV_curtailment_value | 2 | 31 | 14 | 0
PV_curtailment_value | 2 | 31 | 15 | 0
PV_curtailment_value | 2 | 31 | 16 | 0
PV_curtailment_value | 2 | 31 | 17 | 0
PV_curtailment_value | 2 | 31 | 18 | 0
PV_curtailment_value | 2 | 31 | 19 | 0
PV_curtailment_value | 2 | 31 | 20 | 0
PV_curtailment_value | 2 | 31 | 21 | 0
PV_curtailment_value | 2 | 31 | 22 | 0
PV_curtailment_value | 2 | 31 | 23 | 0
PV_curtailment_value | 2 | 31 | 24 | 0
PV_curtailment_value | 2 | 32 | 1 | 0
PV_curtailment_value | 2 | 32 | 2 | 0
PV_curtailment_value | 2 | 32 | 3 | 0
PV_curtailment_value | 2 | 32 | 4 | 0
PV_curtailment_value | 2 | 32 | 5 | 0
PV_curtailment_value | 2 | 32 | 6 | 0
PV_curtailment_value | 2 | 32 | 7 | 0
PV_curtailment_value | 2 | 32 | 8 | 0
PV_curtailment_value | 2 | 32 | 9 | 0
PV_curtailment_value | 2 | 32 | 10 | 0
PV_curtailment_value | 2 | 32 | 11 | 0
PV_curtailment_value | 2 | 32 | 12 | 0
PV_curtailment_value | 2 | 32 | 13 | 0
PV_curtailment_value | 2 | 32 | 14 | 0
PV_curtailment_value | 2 | 32 | 15 | 0
PV_curtailment_value | 2 | 32 | 16 | 0
PV_curtailment_value | 2 | 32 | 17 | 0
PV_curtailment_value | 2 | 32 | 18 | 0
PV_curtailment_value | 2 | 32 | 19 | 0
PV_curtailment_value | 2 | 32 | 20 | 0
PV_curtailment_value | 2 | 32 | 21 | 0
PV_curtailment_value | 2 | 32 | 22 | 0
PV_curtailment_value | 2 | 32 | 23 | 0
PV_curtailment_value | 2 | 32 | 24 | 0
PV_curtailment_value | 2 | 33 | 1 | 0
PV_curtailment_value | 2 | 33 | 2 | 0
PV_curtailment_value | 2 | 33 | 3 | 0
PV_curtailment_value | 2 | 33 | 4 | 0
PV_curtailment_value | 2 | 33 | 5 | 0
PV_curtailment_value | 2 | 33 | 6 | 0
PV_curtailment_value | 2 | 33 | 7 | 0
PV_curtailment_value | 2 | 33 | 8 | 0
PV_curtailment_value | 2 | 33 | 9 | 0
PV_curtailment_value | 2 | 33 | 10 | 0
PV_curtailment_value | 2 | 33 | 11 | 0
PV_curtailment_value | 2 | 33 | 12 | 0
PV_curtailment_value | 2 | 33 | 13 | 0
PV_curtailment_value | 2 | 33 | 14 | 0
PV_curtailment_value | 2 | 33 | 15 | 0
PV_curtailment_value | 2 | 33 | 16 | 0
PV_curtailment_value | 2 | 33 | 17 | 0
PV_curtailment_value | 2 | 33 | 18 | 0
PV_curtailment_value | 2 | 33 | 19 | 0
PV_curtailment_value | 2 | 33 | 20 | 0
PV_curtailment_value | 2 | 33 | 21 | 0
PV_curtailment_value | 2 | 33 | 22 | 0
PV_curtailment_value | 2 | 33 | 23 | 0
PV_curtailment_value | 2 | 33 | 24 | 0
PV_curtailment_value | 3 | 1 | 1 | 0
PV_curtailment_value | 3 | 1 | 2 | 0
PV_curtailment_value | 3 | 1 | 3 | 0
PV_curtailment_value | 3 | 1 | 4 | 0
PV_curtailment_value | 3 | 1 | 5 | 0
PV_curtailment_value | 3 | 1 | 6 | 0
PV_curtailment_value | 3 | 1 | 7 | 0
PV_curtailment_value | 3 | 1 | 8 | 0
PV_curtailment_value | 3 | 1 | 9 | 0
PV_curtailment_value | 3 | 1 | 10 | 0
PV_curtailment_value | 3 | 1 | 11 | 0
PV_curtailment_value | 3 | 1 | 12 | 0
PV_curtailment_value | 3 | 1 | 13 | 0
PV_curtailment_value | 3 | 1 | 14 | 0
PV_curtailment_value | 3 | 1 | 15 | 0
PV_curtailment_value | 3 | 1 | 16 | 0
PV_curtailment_value | 3 | 1 | 17 | 0
PV_curtailment_value | 3 | 1 | 18 | 0
PV_curtailment_value | 3 | 1 | 19 | 0
PV_curtailment_value | 3 | 1 | 20 | 0
PV_curtailment_value | 3 | 1 | 21 | 0
PV_curtailment_value | 3 | 1 | 22 | 0
PV_curtailment_value | 3 | 1 | 23 | 0
PV_curtailment_value | 3 | 1 | 24 | 0
PV_curtailment_value | 3 | 2 | 1 | 0
PV_curtailment_value | 3 | 2 | 2 | 0
PV_curtailment_value | 3 | 2 | 3 | 0
PV_curtailment_value | 3 | 2 | 4 | 0
PV_curtailment_value | 3 | 2 | 5 | 0
PV_curtailment_value | 3 | 2 | 6 | 0
PV_curtailment_value | 3 | 2 | 7 | 0
PV_curtailment_value | 3 | 2 | 8 | 0
PV_curtailment_value | 3 | 2 | 9 | 0
PV_curtailment_value | 3 | 2 | 10 | 0
PV_curtailment_value | 3 | 2 | 11 | 0
PV_curtailment_value | 3 | 2 | 12 | 0
PV_curtailment_value | 3 | 2 | 13 | 0
PV_curtailment_value | 3 | 2 | 14 | 0
PV_curtailment_value | 3 | 2 | 15 | 0
PV_curtailment_value | 3 | 2 | 16 | 0
PV_curtailment_value | 3 | 2 | 17 | 0
PV_curtailment_value | 3 | 2 | 18 | 0
PV_curtailment_value | 3 | 2 | 19 | 0
PV_curtailment_value | 3 | 2 | 20 | 0
PV_curtailment_value | 3 | 2 | 21 | 0
PV_curtailment_value | 3 | 2 | 22 | 0
PV_curtailment_value | 3 | 2 | 23 | 0
PV_curtailment_value | 3 | 2 | 24 | 0
PV_curtailment_value | 3 | 3 | 1 | 0
PV_curtailment_value | 3 | 3 | 2 | 0
PV_curtailment_value | 3 | 3 | 3 | 0
PV_curtailment_value | 3 | 3 | 4 | 0
PV_curtailment_value | 3 | 3 | 5 | 0
PV_curtailment_value | 3 | 3 | 6 | 0
PV_curtailment_value | 3 | 3 | 7 | 0
PV_curtailment_value | 3 | 3 | 8 | 0
PV_curtailment_value | 3 | 3 | 9 | 0
PV_curtailment_value | 3 | 3 | 10 | 0
PV_curtailment_value | 3 | 3 | 11 | 0
PV_curtailment_value | 3 | 3 | 12 | 0
PV_curtailment_value | 3 | 3 | 13 | 0
PV_curtailment_value | 3 | 3 | 14 | 0
PV_curtailment_value | 3 | 3 | 15 | 0
PV_curtailment_value | 3 | 3 | 16 | 0
PV_curtailment_value | 3 | 3 | 17 | 0
PV_curtailment_value | 3 | 3 | 18 | 0
PV_curtailment_value | 3 | 3 | 19 | 0
PV_curtailment_value | 3 | 3 | 20 | 0
PV_curtailment_value | 3 | 3 | 21 | 0
PV_curtailment_value | 3 | 3 | 22 | 0
PV_curtailment_value | 3 | 3 | 23 | 0
PV_curtailment_value | 3 | 3 | 24 | 0
PV_curtailment_value | 3 | 4 | 1 | 0
PV_curtailment_value | 3 | 4 | 2 | 0
PV_curtailment_value | 3 | 4 | 3 | 0
PV_curtailment_value | 3 | 4 | 4 | 0
PV_curtailment_value | 3 | 4 | 5 | 0
PV_curtailment_value | 3 | 4 | 6 | 0
PV_curtailment_value | 3 | 4 | 7 | 0
PV_curtailment_value | 3 | 4 | 8 | 0
PV_curtailment_value | 3 | 4 | 9 | 0
PV_curtailment_value | 3 | 4 | 10 | 0
PV_curtailment_value | 3 | 4 | 11 | 0
PV_curtailment_value | 3 | 4 | 12 | 0
PV_curtailment_value | 3 | 4 | 13 | 0
PV_curtailment_value | 3 | 4 | 14 | 0
PV_curtailment_value | 3 | 4 | 15 | 0
PV_curtailment_value | 3 | 4 | 16 | 0
PV_curtailment_value | 3 | 4 | 17 | 0
PV_curtailment_value | 3 | 4 | 18 | 0
PV_curtailment_value | 3 | 4 | 19 | 0
PV_curtailment_value | 3 | 4 | 20 | 0
PV_curtailment_value | 3 | 4 | 21 | 0
PV_curtailment_value | 3 | 4 | 22 | 0
PV_curtailment_value | 3 | 4 | 23 | 0
PV_curtailment_value | 3 | 4 | 24 | 0
PV_curtailment_value | 3 | 5 | 1 | 0
PV_curtailment_value | 3 | 5 | 2 | 0
PV_curtailment_value | 3 | 5 | 3 | 0
PV_curtailment_value | 3 | 5 | 4 | 0
PV_curtailment_value | 3 | 5 | 5 | 0
PV_curtailment_value | 3 | 5 | 6 | 0
PV_curtailment_value | 3 | 5 | 7 | 0
PV_curtailment_value | 3 | 5 | 8 | 0
PV_curtailment_value | 3 | 5 | 9 | 0
PV_curtailment_value | 3 | 5 | 10 | 0
PV_curtailment_value | 3 | 5 | 11 | 0
PV_curtailment_value | 3 | 5 | 12 | 0
PV_curtailment_value | 3 | 5 | 13 | 0
PV_curtailment_value | 3 | 5 | 14 | 0
PV_curtailment_value | 3 | 5 | 15 | 0
PV_curtailment_value | 3 | 5 | 16 | 0
PV_curtailment_value | 3 | 5 | 17 | 0
PV_curtailment_value | 3 | 5 | 18 | 0
PV_curtailment_value | 3 | 5 | 19 | 0
PV_curtailment_value | 3 | 5 | 20 | 0
PV_curtailment_value | 3 | 5 | 21 | 0
PV_curtailment_value | 3 | 5 | 22 | 0
PV_curtailment_value | 3 | 5 | 23 | 0
PV_curtailment_value | 3 | 5 | 24 | 0
PV_curtailment_value | 3 | 6 | 1 | 0
PV_curtailment_value | 3 | 6 | 2 | 0
PV_curtailment_value | 3 | 6 | 3 | 0
PV_curtailment_value | 3 | 6 | 4 | 0
PV_curtailment_value | 3 | 6 | 5 | 0
PV_curtailment_value | 3 | 6 | 6 | 0
PV_curtailment_value | 3 | 6 | 7 | 0
PV_curtailment_value | 3 | 6 | 8 | 0
PV_curtailment_value | 3 | 6 | 9 | 0
PV_curtailment_value | 3 | 6 | 10 | 0
PV_curtailment_value | 3 | 6 | 11 | 0
PV_curtailment_value | 3 | 6 | 12 | 0
PV_curtailment_value | 3 | 6 | 13 | 0
PV_curtailment_value | 3 | 6 | 14 | 0
PV_curtailment_value | 3 | 6 | 15 | 0
PV_curtailment_value | 3 | 6 | 16 | 0
PV_curtailment_value | 3 | 6 | 17 | 0
PV_curtailment_value | 3 | 6 | 18 | 0
PV_curtailment_value | 3 | 6 | 19 | 0
PV_curtailment_value | 3 | 6 | 20 | 0
PV_curtailment_value | 3 | 6 | 21 | 0
PV_curtailment_value | 3 | 6 | 22 | 0
PV_curtailment_value | 3 | 6 | 23 | 0
PV_curtailment_value | 3 | 6 | 24 | 0
PV_curtailment_value | 3 | 7 | 1 | 0
PV_curtailment_value | 3 | 7 | 2 | 0
PV_curtailment_value | 3 | 7 | 3 | 0
PV_curtailment_value | 3 | 7 | 4 | 0
PV_curtailment_value | 3 | 7 | 5 | 0
PV_curtailment_value | 3 | 7 | 6 | 0
PV_curtailment_value | 3 | 7 | 7 | 0
PV_curtailment_value | 3 | 7 | 8 | 0
PV_curtailment_value | 3 | 7 | 9 | 0
PV_curtailment_value | 3 | 7 | 10 | 0
PV_curtailment_value | 3 | 7 | 11 | 0
PV_curtailment_value | 3 | 7 | 12 | 0
PV_curtailment_value | 3 | 7 | 13 | 0
PV_curtailment_value | 3 | 7 | 14 | 0
PV_curtailment_value | 3 | 7 | 15 | 0
PV_curtailment_value | 3 | 7 | 16 | 0
PV_curtailment_value | 3 | 7 | 17 | 0
PV_curtailment_value | 3 | 7 | 18 | 0
PV_curtailment_value | 3 | 7 | 19 | 0
PV_curtailment_value | 3 | 7 | 20 | 0
PV_curtailment_value | 3 | 7 | 21 | 0
PV_curtailment_value | 3 | 7 | 22 | 0
PV_curtailment_value | 3 | 7 | 23 | 0
PV_curtailment_value | 3 | 7 | 24 | 0
PV_curtailment_value | 3 | 8 | 1 | 0
PV_curtailment_value | 3 | 8 | 2 | 0
PV_curtailment_value | 3 | 8 | 3 | 0
PV_curtailment_value | 3 | 8 | 4 | 0
PV_curtailment_value | 3 | 8 | 5 | 0
PV_curtailment_value | 3 | 8 | 6 | 0
PV_curtailment_value | 3 | 8 | 7 | 0
PV_curtailment_value | 3 | 8 | 8 | 0
PV_curtailment_value | 3 | 8 | 9 | 0
PV_curtailment_value | 3 | 8 | 10 | 0
PV_curtailment_value | 3 | 8 | 11 | 0
PV_curtailment_value | 3 | 8 | 12 | 0
PV_curtailment_value | 3 | 8 | 13 | 0
PV_curtailment_value | 3 | 8 | 14 | 0
PV_curtailment_value | 3 | 8 | 15 | 0
PV_curtailment_value | 3 | 8 | 16 | 0
PV_curtailment_value | 3 | 8 | 17 | 0
PV_curtailment_value | 3 | 8 | 18 | 0
PV_curtailment_value | 3 | 8 | 19 | 0
PV_curtailment_value | 3 | 8 | 20 | 0
PV_curtailment_value | 3 | 8 | 21 | 0
PV_curtailment_value | 3 | 8 | 22 | 0
PV_curtailment_value | 3 | 8 | 23 | 0
PV_curtailment_value | 3 | 8 | 24 | 0
PV_curtailment_value | 3 | 9 | 1 | 0
PV_curtailment_value | 3 | 9 | 2 | 0
PV_curtailment_value | 3 | 9 | 3 | 0
PV_curtailment_value | 3 | 9 | 4 | 0
PV_curtailment_value | 3 | 9 | 5 | 0
PV_curtailment_value | 3 | 9 | 6 | 0
PV_curtailment_value | 3 | 9 | 7 | 0
PV_curtailment_value | 3 | 9 | 8 | 0
PV_curtailment_value | 3 | 9 | 9 | 0
PV_curtailment_value | 3 | 9 | 10 | 0
PV_curtailment_value | 3 | 9 | 11 | 0
PV_curtailment_value | 3 | 9 | 12 | 0
PV_curtailment_value | 3 | 9 | 13 | 0
PV_curtailment_value | 3 | 9 | 14 | 0
PV_curtailment_value | 3 | 9 | 15 | 0
PV_curtailment_value | 3 | 9 | 16 | 0
PV_curtailment_value | 3 | 9 | 17 | 0
PV_curtailment_value | 3 | 9 | 18 | 0
PV_curtailment_value | 3 | 9 | 19 | 0
PV_curtailment_value | 3 | 9 | 20 | 0
PV_curtailment_value | 3 | 9 | 21 | 0
PV_curtailment_value | 3 | 9 | 22 | 0
PV_curtailment_value | 3 | 9 | 23 | 0
PV_curtailment_value | 3 | 9 | 24 | 0
PV_curtailment_value | 3 | 10 | 1 | 0
PV_curtailment_value | 3 | 10 | 2 | 0
PV_curtailment_value | 3 | 10 | 3 | 0
PV_curtailment_value | 3 | 10 | 4 | 0
PV_curtailment_value | 3 | 10 | 5 | 0
PV_curtailment_value | 3 | 10 | 6 | 0
PV_curtailment_value | 3 | 10 | 7 | 0
PV_curtailment_value | 3 | 10 | 8 | 0
PV_curtailment_value | 3 | 10 | 9 | 0
PV_curtailment_value | 3 | 10 | 10 | 0
PV_curtailment_value | 3 | 10 | 11 | 0
PV_curtailment_value | 3 | 10 | 12 | 0
PV_curtailment_value | 3 | 10 | 13 | 0
PV_curtailment_value | 3 | 10 | 14 | 0
PV_curtailment_value | 3 | 10 | 15 | 0
PV_curtailment_value | 3 | 10 | 16 | 0
PV_curtailment_value | 3 | 10 | 17 | 0
PV_curtailment_value | 3 | 10 | 18 | 0
PV_curtailment_value | 3 | 10 | 19 | 0
PV_curtailment_value | 3 | 10 | 20 | 0
PV_curtailment_value | 3 | 10 | 21 | 0
PV_curtailment_value | 3 | 10 | 22 | 0
PV_curtailment_value | 3 | 10 | 23 | 0
PV_curtailment_value | 3 | 10 | 24 | 0
PV_curtailment_value | 3 | 11 | 1 | 0
PV_curtailment_value | 3 | 11 | 2 | 0
PV_curtailment_value | 3 | 11 | 3 | 0
PV_curtailment_value | 3 | 11 | 4 | 0
PV_curtailment_value | 3 | 11 | 5 | 0
PV_curtailment_value | 3 | 11 | 6 | 0
PV_curtailment_value | 3 | 11 | 7 | 0
PV_curtailment_value | 3 | 11 | 8 | 0
PV_curtailment_value | 3 | 11 | 9 | 0
PV_curtailment_value | 3 | 11 | 10 | 0
PV_curtailment_value | 3 | 11 | 11 | 0
PV_curtailment_value | 3 | 11 | 12 | 0
PV_curtailment_value | 3 | 11 | 13 | 0
PV_curtailment_value | 3 | 11 | 14 | 0
PV_curtailment_value | 3 | 11 | 15 | 0
PV_curtailment_value | 3 | 11 | 16 | 0
PV_curtailment_value | 3 | 11 | 17 | 0
PV_curtailment_value | 3 | 11 | 18 | 0
PV_curtailment_value | 3 | 11 | 19 | 0
PV_curtailment_value | 3 | 11 | 20 | 0
PV_curtailment_value | 3 | 11 | 21 | 0
PV_curtailment_value | 3 | 11 | 22 | 0
PV_curtailment_value | 3 | 11 | 23 | 0
PV_curtailment_value | 3 | 11 | 24 | 0
PV_curtailment_value | 3 | 12 | 1 | 0
PV_curtailment_value | 3 | 12 | 2 | 0
PV_curtailment_value | 3 | 12 | 3 | 0
PV_curtailment_value | 3 | 12 | 4 | 0
PV_curtailment_value | 3 | 12 | 5 | 0
PV_curtailment_value | 3 | 12 | 6 | 0
PV_curtailment_value | 3 | 12 | 7 | 0
PV_curtailment_value | 3 | 12 | 8 | 0
PV_curtailment_value | 3 | 12 | 9 | 0
PV_curtailment_value | 3 | 12 | 10 | 0
PV_curtailment_value | 3 | 12 | 11 | 0
PV_curtailment_value | 3 | 12 | 12 | 0
PV_curtailment_value | 3 | 12 | 13 | 0
PV_curtailment_value | 3 | 12 | 14 | 0
PV_curtailment_value | 3 | 12 | 15 | 0
PV_curtailment_value | 3 | 12 | 16 | 0
PV_curtailment_value | 3 | 12 | 17 | 0
PV_curtailment_value | 3 | 12 | 18 | 0
PV_curtailment_value | 3 | 12 | 19 | 0
PV_curtailment_value | 3 | 12 | 20 | 0
PV_curtailment_value | 3 | 12 | 21 | 0
PV_curtailment_value | 3 | 12 | 22 | 0
PV_curtailment_value | 3 | 12 | 23 | 0
PV_curtailment_value | 3 | 12 | 24 | 0
PV_curtailment_value | 3 | 13 | 1 | 0
PV_curtailment_value | 3 | 13 | 2 | 0
PV_curtailment_value | 3 | 13 | 3 | 0
PV_curtailment_value | 3 | 13 | 4 | 0
PV_curtailment_value | 3 | 13 | 5 | 0
PV_curtailment_value | 3 | 13 | 6 | 0
PV_curtailment_value | 3 | 13 | 7 | 0
PV_curtailment_value | 3 | 13 | 8 | 0
PV_curtailment_value | 3 | 13 | 9 | 0
PV_curtailment_value | 3 | 13 | 10 | 0
PV_curtailment_value | 3 | 13 | 11 | 0
PV_curtailment_value | 3 | 13 | 12 | 0
PV_curtailment_value | 3 | 13 | 13 | 0
PV_curtailment_value | 3 | 13 | 14 | 0
PV_curtailment_value | 3 | 13 | 15 | 0
PV_curtailment_value | 3 | 13 | 16 | 0
PV_curtailment_value | 3 | 13 | 17 | 0
PV_curtailment_value | 3 | 13 | 18 | 0
PV_curtailment_value | 3 | 13 | 19 | 0
PV_curtailment_value | 3 | 13 | 20 | 0
PV_curtailment_value | 3 | 13 | 21 | 0
PV_curtailment_value | 3 | 13 | 22 | 0
PV_curtailment_value | 3 | 13 | 23 | 0
PV_curtailment_value | 3 | 13 | 24 | 0
PV_curtailment_value | 3 | 14 | 1 | 0
PV_curtailment_value | 3 | 14 | 2 | 0
PV_curtailment_value | 3 | 14 | 3 | 0
PV_curtailment_value | 3 | 14 | 4 | 0
PV_curtailment_value | 3 | 14 | 5 | 0
PV_curtailment_value | 3 | 14 | 6 | 0
PV_curtailment_value | 3 | 14 | 7 | 0
PV_curtailment_value | 3 | 14 | 8 | 0
PV_curtailment_value | 3 | 14 | 9 | 0
PV_curtailment_value | 3 | 14 | 10 | 0
PV_curtailment_value | 3 | 14 | 11 | 0
PV_curtailment_value | 3 | 14 | 12 | 0
PV_curtailment_value | 3 | 14 | 13 | 0
PV_curtailment_value | 3 | 14 | 14 | 0
PV_curtailment_value | 3 | 14 | 15 | 0
PV_curtailment_value | 3 | 14 | 16 | 0
PV_curtailment_value | 3 | 14 | 17 | 0
PV_curtailment_value | 3 | 14 | 18 | 0
PV_curtailment_value | 3 | 14 | 19 | 0
PV_curtailment_value | 3 | 14 | 20 | 0
PV_curtailment_value | 3 | 14 | 21 | 0
PV_curtailment_value | 3 | 14 | 22 | 0
PV_curtailment_value | 3 | 14 | 23 | 0
PV_curtailment_value | 3 | 14 | 24 | 0
PV_curtailment_value | 3 | 15 | 1 | 0
PV_curtailment_value | 3 | 15 | 2 | 0
PV_curtailment_value | 3 | 15 | 3 | 0
PV_curtailment_value | 3 | 15 | 4 | 0
PV_curtailment_value | 3 | 15 | 5 | 0
PV_curtailment_value | 3 | 15 | 6 | 0
PV_curtailment_value | 3 | 15 | 7 | 0
PV_curtailment_value | 3 | 15 | 8 | 0
PV_curtailment_value | 3 | 15 | 9 | 0
PV_curtailment_value | 3 | 15 | 10 | 0
PV_curtailment_value | 3 | 15 | 11 | 0
PV_curtailment_value | 3 | 15 | 12 | 0
PV_curtailment_value | 3 | 15 | 13 | 0
PV_curtailment_value | 3 | 15 | 14 | 0
PV_curtailment_value | 3 | 15 | 15 | 0
PV_curtailment_value | 3 | 15 | 16 | 0
PV_curtailment_value | 3 | 15 | 17 | 0
PV_curtailment_value | 3 | 15 | 18 | 0
PV_curtailment_value | 3 | 15 | 19 | 0
PV_curtailment_value | 3 | 15 | 20 | 0
PV_curtailment_value | 3 | 15 | 21 | 0
PV_curtailment_value | 3 | 15 | 22 | 0
PV_curtailment_value | 3 | 15 | 23 | 0
PV_curtailment_value | 3 | 15 | 24 | 0
PV_curtailment_value | 3 | 16 | 1 | 0
PV_curtailment_value | 3 | 16 | 2 | 0
PV_curtailment_value | 3 | 16 | 3 | 0
PV_curtailment_value | 3 | 16 | 4 | 0
PV_curtailment_value | 3 | 16 | 5 | 0
PV_curtailment_value | 3 | 16 | 6 | 0
PV_curtailment_value | 3 | 16 | 7 | 0
PV_curtailment_value | 3 | 16 | 8 | 0
PV_curtailment_value | 3 | 16 | 9 | 0
PV_curtailment_value | 3 | 16 | 10 | 0
PV_curtailment_value | 3 | 16 | 11 | 0
PV_curtailment_value | 3 | 16 | 12 | 0
PV_curtailment_value | 3 | 16 | 13 | 0
PV_curtailment_value | 3 | 16 | 14 | 0
PV_curtailment_value | 3 | 16 | 15 | 0
PV_curtailment_value | 3 | 16 | 16 | 0
PV_curtailment_value | 3 | 16 | 17 | 0
PV_curtailment_value | 3 | 16 | 18 | 0
PV_curtailment_value | 3 | 16 | 19 | 0
PV_curtailment_value | 3 | 16 | 20 | 0
PV_curtailment_value | 3 | 16 | 21 | 0
PV_curtailment_value | 3 | 16 | 22 | 0
PV_curtailment_value | 3 | 16 | 23 | 0
PV_curtailment_value | 3 | 16 | 24 | 0
PV_curtailment_value | 3 | 17 | 1 | 0
PV_curtailment_value | 3 | 17 | 2 | 0
PV_curtailment_value | 3 | 17 | 3 | 0
PV_curtailment_value | 3 | 17 | 4 | 0
PV_curtailment_value | 3 | 17 | 5 | 0
PV_curtailment_value | 3 | 17 | 6 | 0
PV_curtailment_value | 3 | 17 | 7 | 0
PV_curtailment_value | 3 | 17 | 8 | 0
PV_curtailment_value | 3 | 17 | 9 | 0
PV_curtailment_value | 3 | 17 | 10 | 0
PV_curtailment_value | 3 | 17 | 11 | 0
PV_curtailment_value | 3 | 17 | 12 | 0
PV_curtailment_value | 3 | 17 | 13 | 0
PV_curtailment_value | 3 | 17 | 14 | 0
PV_curtailment_value | 3 | 17 | 15 | 0
PV_curtailment_value | 3 | 17 | 16 | 0
PV_curtailment_value | 3 | 17 | 17 | 0
PV_curtailment_value | 3 | 17 | 18 | 0
PV_curtailment_value | 3 | 17 | 19 | 0
PV_curtailment_value | 3 | 17 | 20 | 0
PV_curtailment_value | 3 | 17 | 21 | 0
PV_curtailment_value | 3 | 17 | 22 | 0
PV_curtailment_value | 3 | 17 | 23 | 0
PV_curtailment_value | 3 | 17 | 24 | 0
PV_curtailment_value | 3 | 18 | 1 | 0
PV_curtailment_value | 3 | 18 | 2 | 0
PV_curtailment_value | 3 | 18 | 3 | 0
PV_curtailment_value | 3 | 18 | 4 | 0
PV_curtailment_value | 3 | 18 | 5 | 0
PV_curtailment_value | 3 | 18 | 6 | 0
PV_curtailment_value | 3 | 18 | 7 | 0
PV_curtailment_value | 3 | 18 | 8 | 0
PV_curtailment_value | 3 | 18 | 9 | 0
PV_curtailment_value | 3 | 18 | 10 | 0
PV_curtailment_value | 3 | 18 | 11 | 0
PV_curtailment_value | 3 | 18 | 12 | 0
PV_curtailment_value | 3 | 18 | 13 | 0
PV_curtailment_value | 3 | 18 | 14 | 0
PV_curtailment_value | 3 | 18 | 15 | 0
PV_curtailment_value | 3 | 18 | 16 | 0
PV_curtailment_value | 3 | 18 | 17 | 0
PV_curtailment_value | 3 | 18 | 18 | 0
PV_curtailment_value | 3 | 18 | 19 | 0
PV_curtailment_value | 3 | 18 | 20 | 0
PV_curtailment_value | 3 | 18 | 21 | 0
PV_curtailment_value | 3 | 18 | 22 | 0
PV_curtailment_value | 3 | 18 | 23 | 0
PV_curtailment_value | 3 | 18 | 24 | 0
PV_curtailment_value | 3 | 19 | 1 | 0
PV_curtailment_value | 3 | 19 | 2 | 0
PV_curtailment_value | 3 | 19 | 3 | 0
PV_curtailment_value | 3 | 19 | 4 | 0
PV_curtailment_value | 3 | 19 | 5 | 0
PV_curtailment_value | 3 | 19 | 6 | 0
PV_curtailment_value | 3 | 19 | 7 | 0
PV_curtailment_value | 3 | 19 | 8 | 0
PV_curtailment_value | 3 | 19 | 9 | 0
PV_curtailment_value | 3 | 19 | 10 | 0
PV_curtailment_value | 3 | 19 | 11 | 0
PV_curtailment_value | 3 | 19 | 12 | 0
PV_curtailment_value | 3 | 19 | 13 | 0
PV_curtailment_value | 3 | 19 | 14 | 0
PV_curtailment_value | 3 | 19 | 15 | 0
PV_curtailment_value | 3 | 19 | 16 | 0
PV_curtailment_value | 3 | 19 | 17 | 0
PV_curtailment_value | 3 | 19 | 18 | 0
PV_curtailment_value | 3 | 19 | 19 | 0
PV_curtailment_value | 3 | 19 | 20 | 0
PV_curtailment_value | 3 | 19 | 21 | 0
PV_curtailment_value | 3 | 19 | 22 | 0
PV_curtailment_value | 3 | 19 | 23 | 0
PV_curtailment_value | 3 | 19 | 24 | 0
PV_curtailment_value | 3 | 20 | 1 | 0
PV_curtailment_value | 3 | 20 | 2 | 0
PV_curtailment_value | 3 | 20 | 3 | 0
PV_curtailment_value | 3 | 20 | 4 | 0
PV_curtailment_value | 3 | 20 | 5 | 0
PV_curtailment_value | 3 | 20 | 6 | 0
PV_curtailment_value | 3 | 20 | 7 | 0
PV_curtailment_value | 3 | 20 | 8 | 0
PV_curtailment_value | 3 | 20 | 9 | 0
PV_curtailment_value | 3 | 20 | 10 | 0
PV_curtailment_value | 3 | 20 | 11 | 0
PV_curtailment_value | 3 | 20 | 12 | 0
PV_curtailment_value | 3 | 20 | 13 | 0
PV_curtailment_value | 3 | 20 | 14 | 0
PV_curtailment_value | 3 | 20 | 15 | 0
PV_curtailment_value | 3 | 20 | 16 | 0
PV_curtailment_value | 3 | 20 | 17 | 0
PV_curtailment_value | 3 | 20 | 18 | 0
PV_curtailment_value | 3 | 20 | 19 | 0
PV_curtailment_value | 3 | 20 | 20 | 0
PV_curtailment_value | 3 | 20 | 21 | 0
PV_curtailment_value | 3 | 20 | 22 | 0
PV_curtailment_value | 3 | 20 | 23 | 0
PV_curtailment_value | 3 | 20 | 24 | 0
PV_curtailment_value | 3 | 21 | 1 | 0
PV_curtailment_value | 3 | 21 | 2 | 0
PV_curtailment_value | 3 | 21 | 3 | 0
PV_curtailment_value | 3 | 21 | 4 | 0
PV_curtailment_value | 3 | 21 | 5 | 0
PV_curtailment_value | 3 | 21 | 6 | 0
PV_curtailment_value | 3 | 21 | 7 | 0
PV_curtailment_value | 3 | 21 | 8 | 0
PV_curtailment_value | 3 | 21 | 9 | 0
PV_curtailment_value | 3 | 21 | 10 | 0
PV_curtailment_value | 3 | 21 | 11 | 0
PV_curtailment_value | 3 | 21 | 12 | 0
PV_curtailment_value | 3 | 21 | 13 | 0
PV_curtailment_value | 3 | 21 | 14 | 0
PV_curtailment_value | 3 | 21 | 15 | 0
PV_curtailment_value | 3 | 21 | 16 | 0
PV_curtailment_value | 3 | 21 | 17 | 0
PV_curtailment_value | 3 | 21 | 18 | 0
PV_curtailment_value | 3 | 21 | 19 | 0
PV_curtailment_value | 3 | 21 | 20 | 0
PV_curtailment_value | 3 | 21 | 21 | 0
PV_curtailment_value | 3 | 21 | 22 | 0
PV_curtailment_value | 3 | 21 | 23 | 0
PV_curtailment_value | 3 | 21 | 24 | 0
PV_curtailment_value | 3 | 22 | 1 | 0
PV_curtailment_value | 3 | 22 | 2 | 0
PV_curtailment_value | 3 | 22 | 3 | 0
PV_curtailment_value | 3 | 22 | 4 | 0
PV_curtailment_value | 3 | 22 | 5 | 0
PV_curtailment_value | 3 | 22 | 6 | 0
PV_curtailment_value | 3 | 22 | 7 | 0
PV_curtailment_value | 3 | 22 | 8 | 0
PV_curtailment_value | 3 | 22 | 9 | 0
PV_curtailment_value | 3 | 22 | 10 | 0
PV_curtailment_value | 3 | 22 | 11 | 0
PV_curtailment_value | 3 | 22 | 12 | 0
PV_curtailment_value | 3 | 22 | 13 | 0
PV_curtailment_value | 3 | 22 | 14 | 0
PV_curtailment_value | 3 | 22 | 15 | 0
PV_curtailment_value | 3 | 22 | 16 | 0
PV_curtailment_value | 3 | 22 | 17 | 0
PV_curtailment_value | 3 | 22 | 18 | 0
PV_curtailment_value | 3 | 22 | 19 | 0
PV_curtailment_value | 3 | 22 | 20 | 0
PV_curtailment_value | 3 | 22 | 21 | 0
PV_curtailment_value | 3 | 22 | 22 | 0
PV_curtailment_value | 3 | 22 | 23 | 0
PV_curtailment_value | 3 | 22 | 24 | 0
PV_curtailment_value | 3 | 23 | 1 | 0
PV_curtailment_value | 3 | 23 | 2 | 0
PV_curtailment_value | 3 | 23 | 3 | 0
PV_curtailment_value | 3 | 23 | 4 | 0
PV_curtailment_value | 3 | 23 | 5 | 0
PV_curtailment_value | 3 | 23 | 6 | 0
PV_curtailment_value | 3 | 23 | 7 | 0
PV_curtailment_value | 3 | 23 | 8 | 0
PV_curtailment_value | 3 | 23 | 9 | 0
PV_curtailment_value | 3 | 23 | 10 | 0
PV_curtailment_value | 3 | 23 | 11 | 0
PV_curtailment_value | 3 | 23 | 12 | 0
PV_curtailment_value | 3 | 23 | 13 | 0
PV_curtailment_value | 3 | 23 | 14 | 0
PV_curtailment_value | 3 | 23 | 15 | 0
PV_curtailment_value | 3 | 23 | 16 | 0
PV_curtailment_value | 3 | 23 | 17 | 0
PV_curtailment_value | 3 | 23 | 18 | 0
PV_curtailment_value | 3 | 23 | 19 | 0
PV_curtailment_value | 3 | 23 | 20 | 0
PV_curtailment_value | 3 | 23 | 21 | 0
PV_curtailment_value | 3 | 23 | 22 | 0
PV_curtailment_value | 3 | 23 | 23 | 0
PV_curtailment_value | 3 | 23 | 24 | 0
PV_curtailment_value | 3 | 24 | 1 | 0
PV_curtailment_value | 3 | 24 | 2 | 0
PV_curtailment_value | 3 | 24 | 3 | 0
PV_curtailment_value | 3 | 24 | 4 | 0
PV_curtailment_value | 3 | 24 | 5 | 0
PV_curtailment_value | 3 | 24 | 6 | 0
PV_curtailment_value | 3 | 24 | 7 | 0
PV_curtailment_value | 3 | 24 | 8 | 0
PV_curtailment_value | 3 | 24 | 9 | 0
PV_curtailment_value | 3 | 24 | 10 | 0
PV_curtailment_value | 3 | 24 | 11 | 0
PV_curtailment_value | 3 | 24 | 12 | 0
PV_curtailment_value | 3 | 24 | 13 | 0
PV_curtailment_value | 3 | 24 | 14 | 0
PV_curtailment_value | 3 | 24 | 15 | 0
PV_curtailment_value | 3 | 24 | 16 | 0
PV_curtailment_value | 3 | 24 | 17 | 0
PV_curtailment_value | 3 | 24 | 18 | 0
PV_curtailment_value | 3 | 24 | 19 | 0
PV_curtailment_value | 3 | 24 | 20 | 0
PV_curtailment_value | 3 | 24 | 21 | 0
PV_curtailment_value | 3 | 24 | 22 | 0
PV_curtailment_value | 3 | 24 | 23 | 0
PV_curtailment_value | 3 | 24 | 24 | 0
PV_curtailment_value | 3 | 25 | 1 | 0
PV_curtailment_value | 3 | 25 | 2 | 0
PV_curtailment_value | 3 | 25 | 3 | 0
PV_curtailment_value | 3 | 25 | 4 | 0
PV_curtailment_value | 3 | 25 | 5 | 0
PV_curtailment_value | 3 | 25 | 6 | 0
PV_curtailment_value | 3 | 25 | 7 | 0
PV_curtailment_value | 3 | 25 | 8 | 0
PV_curtailment_value | 3 | 25 | 9 | 0
PV_curtailment_value | 3 | 25 | 10 | 0
PV_curtailment_value | 3 | 25 | 11 | 0
PV_curtailment_value | 3 | 25 | 12 | 0
PV_curtailment_value | 3 | 25 | 13 | 0
PV_curtailment_value | 3 | 25 | 14 | 0
PV_curtailment_value | 3 | 25 | 15 | 0
PV_curtailment_value | 3 | 25 | 16 | 0
PV_curtailment_value | 3 | 25 | 17 | 0
PV_curtailment_value | 3 | 25 | 18 | 0
PV_curtailment_value | 3 | 25 | 19 | 0
PV_curtailment_value | 3 | 25 | 20 | 0
PV_curtailment_value | 3 | 25 | 21 | 0
PV_curtailment_value | 3 | 25 | 22 | 0
PV_curtailment_value | 3 | 25 | 23 | 0
PV_curtailment_value | 3 | 25 | 24 | 0
PV_curtailment_value | 3 | 26 | 1 | 0
PV_curtailment_value | 3 | 26 | 2 | 0
PV_curtailment_value | 3 | 26 | 3 | 0
PV_curtailment_value | 3 | 26 | 4 | 0
PV_curtailment_value | 3 | 26 | 5 | 0
PV_curtailment_value | 3 | 26 | 6 | 0
PV_curtailment_value | 3 | 26 | 7 | 0
PV_curtailment_value | 3 | 26 | 8 | 0
PV_curtailment_value | 3 | 26 | 9 | 0
PV_curtailment_value | 3 | 26 | 10 | 0
PV_curtailment_value | 3 | 26 | 11 | 0
PV_curtailment_value | 3 | 26 | 12 | 0
PV_curtailment_value | 3 | 26 | 13 | 0
PV_curtailment_value | 3 | 26 | 14 | 0
PV_curtailment_value | 3 | 26 | 15 | 0
PV_curtailment_value | 3 | 26 | 16 | 0
PV_curtailment_value | 3 | 26 | 17 | 0
PV_curtailment_value | 3 | 26 | 18 | 0
PV_curtailment_value | 3 | 26 | 19 | 0
PV_curtailment_value | 3 | 26 | 20 | 0
PV_curtailment_value | 3 | 26 | 21 | 0
PV_curtailment_value | 3 | 26 | 22 | 0
PV_curtailment_value | 3 | 26 | 23 | 0
PV_curtailment_value | 3 | 26 | 24 | 0
PV_curtailment_value | 3 | 27 | 1 | 0
PV_curtailment_value | 3 | 27 | 2 | 0
PV_curtailment_value | 3 | 27 | 3 | 0
PV_curtailment_value | 3 | 27 | 4 | 0
PV_curtailment_value | 3 | 27 | 5 | 0
PV_curtailment_value | 3 | 27 | 6 | 0
PV_curtailment_value | 3 | 27 | 7 | 0
PV_curtailment_value | 3 | 27 | 8 | 0
PV_curtailment_value | 3 | 27 | 9 | 0
PV_curtailment_value | 3 | 27 | 10 | 0
PV_curtailment_value | 3 | 27 | 11 | 0
PV_curtailment_value | 3 | 27 | 12 | 0
PV_curtailment_value | 3 | 27 | 13 | 0
PV_curtailment_value | 3 | 27 | 14 | 0
PV_curtailment_value | 3 | 27 | 15 | 0
PV_curtailment_value | 3 | 27 | 16 | 0
PV_curtailment_value | 3 | 27 | 17 | 0
PV_curtailment_value | 3 | 27 | 18 | 0
PV_curtailment_value | 3 | 27 | 19 | 0
PV_curtailment_value | 3 | 27 | 20 | 0
PV_curtailment_value | 3 | 27 | 21 | 0
PV_curtailment_value | 3 | 27 | 22 | 0
PV_curtailment_value | 3 | 27 | 23 | 0
PV_curtailment_value | 3 | 27 | 24 | 0
PV_curtailment_value | 3 | 28 | 1 | 0
PV_curtailment_value | 3 | 28 | 2 | 0
PV_curtailment_value | 3 | 28 | 3 | 0
PV_curtailment_value | 3 | 28 | 4 | 0
PV_curtailment_value | 3 | 28 | 5 | 0
PV_curtailment_value | 3 | 28 | 6 | 0
PV_curtailment_value | 3 | 28 | 7 | 0
PV_curtailment_value | 3 | 28 | 8 | 0
PV_curtailment_value | 3 | 28 | 9 | 0
PV_curtailment_value | 3 | 28 | 10 | 0
PV_curtailment_value | 3 | 28 | 11 | 0
PV_curtailment_value | 3 | 28 | 12 | 0
PV_curtailment_value | 3 | 28 | 13 | 0
PV_curtailment_value | 3 | 28 | 14 | 0
PV_curtailment_value | 3 | 28 | 15 | 0
PV_curtailment_value | 3 | 28 | 16 | 0
PV_curtailment_value | 3 | 28 | 17 | 0
PV_curtailment_value | 3 | 28 | 18 | 0
PV_curtailment_value | 3 | 28 | 19 | 0
PV_curtailment_value | 3 | 28 | 20 | 0
PV_curtailment_value | 3 | 28 | 21 | 0
PV_curtailment_value | 3 | 28 | 22 | 0
PV_curtailment_value | 3 | 28 | 23 | 0
PV_curtailment_value | 3 | 28 | 24 | 0
PV_curtailment_value | 3 | 29 | 1 | 0
PV_curtailment_value | 3 | 29 | 2 | 0
PV_curtailment_value | 3 | 29 | 3 | 0
PV_curtailment_value | 3 | 29 | 4 | 0
PV_curtailment_value | 3 | 29 | 5 | 0
PV_curtailment_value | 3 | 29 | 6 | 0
PV_curtailment_value | 3 | 29 | 7 | 0
PV_curtailment_value | 3 | 29 | 8 | 0
PV_curtailment_value | 3 | 29 | 9 | 0
PV_curtailment_value | 3 | 29 | 10 | 0
PV_curtailment_value | 3 | 29 | 11 | 0
PV_curtailment_value | 3 | 29 | 12 | 0
PV_curtailment_value | 3 | 29 | 13 | 0
PV_curtailment_value | 3 | 29 | 14 | 0
PV_curtailment_value | 3 | 29 | 15 | 0
PV_curtailment_value | 3 | 29 | 16 | 0
PV_curtailment_value | 3 | 29 | 17 | 0
PV_curtailment_value | 3 | 29 | 18 | 0
PV_curtailment_value | 3 | 29 | 19 | 0
PV_curtailment_value | 3 | 29 | 20 | 0
PV_curtailment_value | 3 | 29 | 21 | 0
PV_curtailment_value | 3 | 29 | 22 | 0
PV_curtailment_value | 3 | 29 | 23 | 0
PV_curtailment_value | 3 | 29 | 24 | 0
PV_curtailment_value | 3 | 30 | 1 | 0
PV_curtailment_value | 3 | 30 | 2 | 0
PV_curtailment_value | 3 | 30 | 3 | 0
PV_curtailment_value | 3 | 30 | 4 | 0
PV_curtailment_value | 3 | 30 | 5 | 0
PV_curtailment_value | 3 | 30 | 6 | 0
PV_curtailment_value | 3 | 30 | 7 | 0
PV_curtailment_value | 3 | 30 | 8 | 0
PV_curtailment_value | 3 | 30 | 9 | 0
PV_curtailment_value | 3 | 30 | 10 | 0
PV_curtailment_value | 3 | 30 | 11 | 0
PV_curtailment_value | 3 | 30 | 12 | 0
PV_curtailment_value | 3 | 30 | 13 | 0
PV_curtailment_value | 3 | 30 | 14 | 0
PV_curtailment_value | 3 | 30 | 15 | 0
PV_curtailment_value | 3 | 30 | 16 | 0
PV_curtailment_value | 3 | 30 | 17 | 0
PV_curtailment_value | 3 | 30 | 18 | 0
PV_curtailment_value | 3 | 30 | 19 | 0
PV_curtailment_value | 3 | 30 | 20 | 0
PV_curtailment_value | 3 | 30 | 21 | 0
PV_curtailment_value | 3 | 30 | 22 | 0
PV_curtailment_value | 3 | 30 | 23 | 0
PV_curtailment_value | 3 | 30 | 24 | 0
PV_curtailment_value | 3 | 31 | 1 | 0
PV_curtailment_value | 3 | 31 | 2 | 0
PV_curtailment_value | 3 | 31 | 3 | 0
PV_curtailment_value | 3 | 31 | 4 | 0
PV_curtailment_value | 3 | 31 | 5 | 0
PV_curtailment_value | 3 | 31 | 6 | 0
PV_curtailment_value | 3 | 31 | 7 | 0
PV_curtailment_value | 3 | 31 | 8 | 0
PV_curtailment_value | 3 | 31 | 9 | 0
PV_curtailment_value | 3 | 31 | 10 | 0
PV_curtailment_value | 3 | 31 | 11 | 0
PV_curtailment_value | 3 | 31 | 12 | 0
PV_curtailment_value | 3 | 31 | 13 | 0
PV_curtailment_value | 3 | 31 | 14 | 0
PV_curtailment_value | 3 | 31 | 15 | 0
PV_curtailment_value | 3 | 31 | 16 | 0
PV_curtailment_value | 3 | 31 | 17 | 0
PV_curtailment_value | 3 | 31 | 18 | 0
PV_curtailment_value | 3 | 31 | 19 | 0
PV_curtailment_value | 3 | 31 | 20 | 0
PV_curtailment_value | 3 | 31 | 21 | 0
PV_curtailment_value | 3 | 31 | 22 | 0
PV_curtailment_value | 3 | 31 | 23 | 0
PV_curtailment_value | 3 | 31 | 24 | 0
PV_curtailment_value | 3 | 32 | 1 | 0
PV_curtailment_value | 3 | 32 | 2 | 0
PV_curtailment_value | 3 | 32 | 3 | 0
PV_curtailment_value | 3 | 32 | 4 | 0
PV_curtailment_value | 3 | 32 | 5 | 0
PV_curtailment_value | 3 | 32 | 6 | 0
PV_curtailment_value | 3 | 32 | 7 | 0
PV_curtailment_value | 3 | 32 | 8 | 0
PV_curtailment_value | 3 | 32 | 9 | 0
PV_curtailment_value | 3 | 32 | 10 | 0
PV_curtailment_value | 3 | 32 | 11 | 0
PV_curtailment_value | 3 | 32 | 12 | 0
PV_curtailment_value | 3 | 32 | 13 | 0
PV_curtailment_value | 3 | 32 | 14 | 0
PV_curtailment_value | 3 | 32 | 15 | 0
PV_curtailment_value | 3 | 32 | 16 | 0
PV_curtailment_value | 3 | 32 | 17 | 0
PV_curtailment_value | 3 | 32 | 18 | 0
PV_curtailment_value | 3 | 32 | 19 | 0
PV_curtailment_value | 3 | 32 | 20 | 0
PV_curtailment_value | 3 | 32 | 21 | 0
PV_curtailment_value | 3 | 32 | 22 | 0
PV_curtailment_value | 3 | 32 | 23 | 0
PV_curtailment_value | 3 | 32 | 24 | 0
PV_curtailment_value | 3 | 33 | 1 | 0
PV_curtailment_value | 3 | 33 | 2 | 0
PV_curtailment_value | 3 | 33 | 3 | 0
PV_curtailment_value | 3 | 33 | 4 | 0
PV_curtailment_value | 3 | 33 | 5 | 0
PV_curtailment_value | 3 | 33 | 6 | 0
PV_curtailment_value | 3 | 33 | 7 | 0
PV_curtailment_value | 3 | 33 | 8 | 0
PV_curtailment_value | 3 | 33 | 9 | 0
PV_curtailment_value | 3 | 33 | 10 | 0
PV_curtailment_value | 3 | 33 | 11 | 0
PV_curtailment_value | 3 | 33 | 12 | 0
PV_curtailment_value | 3 | 33 | 13 | 0
PV_curtailment_value | 3 | 33 | 14 | 0
PV_curtailment_value | 3 | 33 | 15 | 0
PV_curtailment_value | 3 | 33 | 16 | 0
PV_curtailment_value | 3 | 33 | 17 | 0
PV_curtailment_value | 3 | 33 | 18 | 0
PV_curtailment_value | 3 | 33 | 19 | 0
PV_curtailment_value | 3 | 33 | 20 | 0
PV_curtailment_value | 3 | 33 | 21 | 0
PV_curtailment_value | 3 | 33 | 22 | 0
PV_curtailment_value | 3 | 33 | 23 | 0
PV_curtailment_value | 3 | 33 | 24 | 0
PV_curtailment_value | 4 | 1 | 1 | 0
PV_curtailment_value | 4 | 1 | 2 | 0
PV_curtailment_value | 4 | 1 | 3 | 0
PV_curtailment_value | 4 | 1 | 4 | 0
PV_curtailment_value | 4 | 1 | 5 | 0
PV_curtailment_value | 4 | 1 | 6 | 0
PV_curtailment_value | 4 | 1 | 7 | 0
PV_curtailment_value | 4 | 1 | 8 | 0
PV_curtailment_value | 4 | 1 | 9 | 0
PV_curtailment_value | 4 | 1 | 10 | 0
PV_curtailment_value | 4 | 1 | 11 | 0
PV_curtailment_value | 4 | 1 | 12 | 0
PV_curtailment_value | 4 | 1 | 13 | 0
PV_curtailment_value | 4 | 1 | 14 | 0
PV_curtailment_value | 4 | 1 | 15 | 0
PV_curtailment_value | 4 | 1 | 16 | 0
PV_curtailment_value | 4 | 1 | 17 | 0
PV_curtailment_value | 4 | 1 | 18 | 0
PV_curtailment_value | 4 | 1 | 19 | 0
PV_curtailment_value | 4 | 1 | 20 | 0
PV_curtailment_value | 4 | 1 | 21 | 0
PV_curtailment_value | 4 | 1 | 22 | 0
PV_curtailment_value | 4 | 1 | 23 | 0
PV_curtailment_value | 4 | 1 | 24 | 0
PV_curtailment_value | 4 | 2 | 1 | 0
PV_curtailment_value | 4 | 2 | 2 | 0
PV_curtailment_value | 4 | 2 | 3 | 0
PV_curtailment_value | 4 | 2 | 4 | 0
PV_curtailment_value | 4 | 2 | 5 | 0
PV_curtailment_value | 4 | 2 | 6 | 0
PV_curtailment_value | 4 | 2 | 7 | 0
PV_curtailment_value | 4 | 2 | 8 | 0
PV_curtailment_value | 4 | 2 | 9 | 0
PV_curtailment_value | 4 | 2 | 10 | 0
PV_curtailment_value | 4 | 2 | 11 | 0
PV_curtailment_value | 4 | 2 | 12 | 0
PV_curtailment_value | 4 | 2 | 13 | 0
PV_curtailment_value | 4 | 2 | 14 | 0
PV_curtailment_value | 4 | 2 | 15 | 0
PV_curtailment_value | 4 | 2 | 16 | 0
PV_curtailment_value | 4 | 2 | 17 | 0
PV_curtailment_value | 4 | 2 | 18 | 0
PV_curtailment_value | 4 | 2 | 19 | 0
PV_curtailment_value | 4 | 2 | 20 | 0
PV_curtailment_value | 4 | 2 | 21 | 0
PV_curtailment_value | 4 | 2 | 22 | 0
PV_curtailment_value | 4 | 2 | 23 | 0
PV_curtailment_value | 4 | 2 | 24 | 0
PV_curtailment_value | 4 | 3 | 1 | 0
PV_curtailment_value | 4 | 3 | 2 | 0
PV_curtailment_value | 4 | 3 | 3 | 0
PV_curtailment_value | 4 | 3 | 4 | 0
PV_curtailment_value | 4 | 3 | 5 | 0
PV_curtailment_value | 4 | 3 | 6 | 0
PV_curtailment_value | 4 | 3 | 7 | 0
PV_curtailment_value | 4 | 3 | 8 | 0
PV_curtailment_value | 4 | 3 | 9 | 0
PV_curtailment_value | 4 | 3 | 10 | 0
PV_curtailment_value | 4 | 3 | 11 | 0
PV_curtailment_value | 4 | 3 | 12 | 0
PV_curtailment_value | 4 | 3 | 13 | 0
PV_curtailment_value | 4 | 3 | 14 | 0
PV_curtailment_value | 4 | 3 | 15 | 0
PV_curtailment_value | 4 | 3 | 16 | 0
PV_curtailment_value | 4 | 3 | 17 | 0
PV_curtailment_value | 4 | 3 | 18 | 0
PV_curtailment_value | 4 | 3 | 19 | 0
PV_curtailment_value | 4 | 3 | 20 | 0
PV_curtailment_value | 4 | 3 | 21 | 0
PV_curtailment_value | 4 | 3 | 22 | 0
PV_curtailment_value | 4 | 3 | 23 | 0
PV_curtailment_value | 4 | 3 | 24 | 0
PV_curtailment_value | 4 | 4 | 1 | 0
PV_curtailment_value | 4 | 4 | 2 | 0
PV_curtailment_value | 4 | 4 | 3 | 0
PV_curtailment_value | 4 | 4 | 4 | 0
PV_curtailment_value | 4 | 4 | 5 | 0
PV_curtailment_value | 4 | 4 | 6 | 0
PV_curtailment_value | 4 | 4 | 7 | 0
PV_curtailment_value | 4 | 4 | 8 | 0
PV_curtailment_value | 4 | 4 | 9 | 0
PV_curtailment_value | 4 | 4 | 10 | 0
PV_curtailment_value | 4 | 4 | 11 | 0
PV_curtailment_value | 4 | 4 | 12 | 0
PV_curtailment_value | 4 | 4 | 13 | 0
PV_curtailment_value | 4 | 4 | 14 | 0
PV_curtailment_value | 4 | 4 | 15 | 0
PV_curtailment_value | 4 | 4 | 16 | 0
PV_curtailment_value | 4 | 4 | 17 | 0
PV_curtailment_value | 4 | 4 | 18 | 0
PV_curtailment_value | 4 | 4 | 19 | 0
PV_curtailment_value | 4 | 4 | 20 | 0
PV_curtailment_value | 4 | 4 | 21 | 0
PV_curtailment_value | 4 | 4 | 22 | 0
PV_curtailment_value | 4 | 4 | 23 | 0
PV_curtailment_value | 4 | 4 | 24 | 0
PV_curtailment_value | 4 | 5 | 1 | 0
PV_curtailment_value | 4 | 5 | 2 | 0
PV_curtailment_value | 4 | 5 | 3 | 0
PV_curtailment_value | 4 | 5 | 4 | 0
PV_curtailment_value | 4 | 5 | 5 | 0
PV_curtailment_value | 4 | 5 | 6 | 0
PV_curtailment_value | 4 | 5 | 7 | 0
PV_curtailment_value | 4 | 5 | 8 | 0
PV_curtailment_value | 4 | 5 | 9 | 0
PV_curtailment_value | 4 | 5 | 10 | 0
PV_curtailment_value | 4 | 5 | 11 | 0
PV_curtailment_value | 4 | 5 | 12 | 0
PV_curtailment_value | 4 | 5 | 13 | 0
PV_curtailment_value | 4 | 5 | 14 | 0
PV_curtailment_value | 4 | 5 | 15 | 0
PV_curtailment_value | 4 | 5 | 16 | 0
PV_curtailment_value | 4 | 5 | 17 | 0
PV_curtailment_value | 4 | 5 | 18 | 0
PV_curtailment_value | 4 | 5 | 19 | 0
PV_curtailment_value | 4 | 5 | 20 | 0
PV_curtailment_value | 4 | 5 | 21 | 0
PV_curtailment_value | 4 | 5 | 22 | 0
PV_curtailment_value | 4 | 5 | 23 | 0
PV_curtailment_value | 4 | 5 | 24 | 0
PV_curtailment_value | 4 | 6 | 1 | 0
PV_curtailment_value | 4 | 6 | 2 | 0
PV_curtailment_value | 4 | 6 | 3 | 0
PV_curtailment_value | 4 | 6 | 4 | 0
PV_curtailment_value | 4 | 6 | 5 | 0
PV_curtailment_value | 4 | 6 | 6 | 0
PV_curtailment_value | 4 | 6 | 7 | 0
PV_curtailment_value | 4 | 6 | 8 | 0
PV_curtailment_value | 4 | 6 | 9 | 0
PV_curtailment_value | 4 | 6 | 10 | 0
PV_curtailment_value | 4 | 6 | 11 | 0
PV_curtailment_value | 4 | 6 | 12 | 0
PV_curtailment_value | 4 | 6 | 13 | 0
PV_curtailment_value | 4 | 6 | 14 | 0
PV_curtailment_value | 4 | 6 | 15 | 0
PV_curtailment_value | 4 | 6 | 16 | 0
PV_curtailment_value | 4 | 6 | 17 | 0
PV_curtailment_value | 4 | 6 | 18 | 0
PV_curtailment_value | 4 | 6 | 19 | 0
PV_curtailment_value | 4 | 6 | 20 | 0
PV_curtailment_value | 4 | 6 | 21 | 0
PV_curtailment_value | 4 | 6 | 22 | 0
PV_curtailment_value | 4 | 6 | 23 | 0
PV_curtailment_value | 4 | 6 | 24 | 0
PV_curtailment_value | 4 | 7 | 1 | 0
PV_curtailment_value | 4 | 7 | 2 | 0
PV_curtailment_value | 4 | 7 | 3 | 0
PV_curtailment_value | 4 | 7 | 4 | 0
PV_curtailment_value | 4 | 7 | 5 | 0
PV_curtailment_value | 4 | 7 | 6 | 0
PV_curtailment_value | 4 | 7 | 7 | 0
PV_curtailment_value | 4 | 7 | 8 | 0
PV_curtailment_value | 4 | 7 | 9 | 0
PV_curtailment_value | 4 | 7 | 10 | 0
PV_curtailment_value | 4 | 7 | 11 | 0
PV_curtailment_value | 4 | 7 | 12 | 0
PV_curtailment_value | 4 | 7 | 13 | 0
PV_curtailment_value | 4 | 7 | 14 | 0
PV_curtailment_value | 4 | 7 | 15 | 0
PV_curtailment_value | 4 | 7 | 16 | 0
PV_curtailment_value | 4 | 7 | 17 | 0
PV_curtailment_value | 4 | 7 | 18 | 0
PV_curtailment_value | 4 | 7 | 19 | 0
PV_curtailment_value | 4 | 7 | 20 | 0
PV_curtailment_value | 4 | 7 | 21 | 0
PV_curtailment_value | 4 | 7 | 22 | 0
PV_curtailment_value | 4 | 7 | 23 | 0
PV_curtailment_value | 4 | 7 | 24 | 0
PV_curtailment_value | 4 | 8 | 1 | 0
PV_curtailment_value | 4 | 8 | 2 | 0
PV_curtailment_value | 4 | 8 | 3 | 0
PV_curtailment_value | 4 | 8 | 4 | 0
PV_curtailment_value | 4 | 8 | 5 | 0
PV_curtailment_value | 4 | 8 | 6 | 0
PV_curtailment_value | 4 | 8 | 7 | 0
PV_curtailment_value | 4 | 8 | 8 | 0
PV_curtailment_value | 4 | 8 | 9 | 0
PV_curtailment_value | 4 | 8 | 10 | 0
PV_curtailment_value | 4 | 8 | 11 | 0
PV_curtailment_value | 4 | 8 | 12 | 0
PV_curtailment_value | 4 | 8 | 13 | 0
PV_curtailment_value | 4 | 8 | 14 | 0
PV_curtailment_value | 4 | 8 | 15 | 0
PV_curtailment_value | 4 | 8 | 16 | 0
PV_curtailment_value | 4 | 8 | 17 | 0
PV_curtailment_value | 4 | 8 | 18 | 0
PV_curtailment_value | 4 | 8 | 19 | 0
PV_curtailment_value | 4 | 8 | 20 | 0
PV_curtailment_value | 4 | 8 | 21 | 0
PV_curtailment_value | 4 | 8 | 22 | 0
PV_curtailment_value | 4 | 8 | 23 | 0
PV_curtailment_value | 4 | 8 | 24 | 0
PV_curtailment_value | 4 | 9 | 1 | 0
PV_curtailment_value | 4 | 9 | 2 | 0
PV_curtailment_value | 4 | 9 | 3 | 0
PV_curtailment_value | 4 | 9 | 4 | 0
PV_curtailment_value | 4 | 9 | 5 | 0
PV_curtailment_value | 4 | 9 | 6 | 0
PV_curtailment_value | 4 | 9 | 7 | 0
PV_curtailment_value | 4 | 9 | 8 | 0
PV_curtailment_value | 4 | 9 | 9 | 0
PV_curtailment_value | 4 | 9 | 10 | 0
PV_curtailment_value | 4 | 9 | 11 | 0
PV_curtailment_value | 4 | 9 | 12 | 0
PV_curtailment_value | 4 | 9 | 13 | 0
PV_curtailment_value | 4 | 9 | 14 | 0
PV_curtailment_value | 4 | 9 | 15 | 0
PV_curtailment_value | 4 | 9 | 16 | 0
PV_curtailment_value | 4 | 9 | 17 | 0
PV_curtailment_value | 4 | 9 | 18 | 0
PV_curtailment_value | 4 | 9 | 19 | 0
PV_curtailment_value | 4 | 9 | 20 | 0
PV_curtailment_value | 4 | 9 | 21 | 0
PV_curtailment_value | 4 | 9 | 22 | 0
PV_curtailment_value | 4 | 9 | 23 | 0
PV_curtailment_value | 4 | 9 | 24 | 0
PV_curtailment_value | 4 | 10 | 1 | 0
PV_curtailment_value | 4 | 10 | 2 | 0
PV_curtailment_value | 4 | 10 | 3 | 0
PV_curtailment_value | 4 | 10 | 4 | 0
PV_curtailment_value | 4 | 10 | 5 | 0
PV_curtailment_value | 4 | 10 | 6 | 0
PV_curtailment_value | 4 | 10 | 7 | 0
PV_curtailment_value | 4 | 10 | 8 | 0
PV_curtailment_value | 4 | 10 | 9 | 0
PV_curtailment_value | 4 | 10 | 10 | 0
PV_curtailment_value | 4 | 10 | 11 | 0
PV_curtailment_value | 4 | 10 | 12 | 0
PV_curtailment_value | 4 | 10 | 13 | 0
PV_curtailment_value | 4 | 10 | 14 | 0
PV_curtailment_value | 4 | 10 | 15 | 0
PV_curtailment_value | 4 | 10 | 16 | 0
PV_curtailment_value | 4 | 10 | 17 | 0
PV_curtailment_value | 4 | 10 | 18 | 0
PV_curtailment_value | 4 | 10 | 19 | 0
PV_curtailment_value | 4 | 10 | 20 | 0
PV_curtailment_value | 4 | 10 | 21 | 0
PV_curtailment_value | 4 | 10 | 22 | 0
PV_curtailment_value | 4 | 10 | 23 | 0
PV_curtailment_value | 4 | 10 | 24 | 0
PV_curtailment_value | 4 | 11 | 1 | 0
PV_curtailment_value | 4 | 11 | 2 | 0
PV_curtailment_value | 4 | 11 | 3 | 0
PV_curtailment_value | 4 | 11 | 4 | 0
PV_curtailment_value | 4 | 11 | 5 | 0
PV_curtailment_value | 4 | 11 | 6 | 0
PV_curtailment_value | 4 | 11 | 7 | 0
PV_curtailment_value | 4 | 11 | 8 | 0
PV_curtailment_value | 4 | 11 | 9 | 0
PV_curtailment_value | 4 | 11 | 10 | 0
PV_curtailment_value | 4 | 11 | 11 | 0
PV_curtailment_value | 4 | 11 | 12 | 0
PV_curtailment_value | 4 | 11 | 13 | 0
PV_curtailment_value | 4 | 11 | 14 | 0
PV_curtailment_value | 4 | 11 | 15 | 0
PV_curtailment_value | 4 | 11 | 16 | 0
PV_curtailment_value | 4 | 11 | 17 | 0
PV_curtailment_value | 4 | 11 | 18 | 0
PV_curtailment_value | 4 | 11 | 19 | 0
PV_curtailment_value | 4 | 11 | 20 | 0
PV_curtailment_value | 4 | 11 | 21 | 0
PV_curtailment_value | 4 | 11 | 22 | 0
PV_curtailment_value | 4 | 11 | 23 | 0
PV_curtailment_value | 4 | 11 | 24 | 0
PV_curtailment_value | 4 | 12 | 1 | 0
PV_curtailment_value | 4 | 12 | 2 | 0
PV_curtailment_value | 4 | 12 | 3 | 0
PV_curtailment_value | 4 | 12 | 4 | 0
PV_curtailment_value | 4 | 12 | 5 | 0
PV_curtailment_value | 4 | 12 | 6 | 0
PV_curtailment_value | 4 | 12 | 7 | 0
PV_curtailment_value | 4 | 12 | 8 | 0
PV_curtailment_value | 4 | 12 | 9 | 0
PV_curtailment_value | 4 | 12 | 10 | 0
PV_curtailment_value | 4 | 12 | 11 | 0
PV_curtailment_value | 4 | 12 | 12 | 0
PV_curtailment_value | 4 | 12 | 13 | 0
PV_curtailment_value | 4 | 12 | 14 | 0
PV_curtailment_value | 4 | 12 | 15 | 0
PV_curtailment_value | 4 | 12 | 16 | 0
PV_curtailment_value | 4 | 12 | 17 | 0
PV_curtailment_value | 4 | 12 | 18 | 0
PV_curtailment_value | 4 | 12 | 19 | 0
PV_curtailment_value | 4 | 12 | 20 | 0
PV_curtailment_value | 4 | 12 | 21 | 0
PV_curtailment_value | 4 | 12 | 22 | 0
PV_curtailment_value | 4 | 12 | 23 | 0
PV_curtailment_value | 4 | 12 | 24 | 0
PV_curtailment_value | 4 | 13 | 1 | 0
PV_curtailment_value | 4 | 13 | 2 | 0
PV_curtailment_value | 4 | 13 | 3 | 0
PV_curtailment_value | 4 | 13 | 4 | 0
PV_curtailment_value | 4 | 13 | 5 | 0
PV_curtailment_value | 4 | 13 | 6 | 0
PV_curtailment_value | 4 | 13 | 7 | 0
PV_curtailment_value | 4 | 13 | 8 | 0
PV_curtailment_value | 4 | 13 | 9 | 0
PV_curtailment_value | 4 | 13 | 10 | 0
PV_curtailment_value | 4 | 13 | 11 | 0
PV_curtailment_value | 4 | 13 | 12 | 0
PV_curtailment_value | 4 | 13 | 13 | 0
PV_curtailment_value | 4 | 13 | 14 | 0
PV_curtailment_value | 4 | 13 | 15 | 0
PV_curtailment_value | 4 | 13 | 16 | 0
PV_curtailment_value | 4 | 13 | 17 | 0
PV_curtailment_value | 4 | 13 | 18 | 0
PV_curtailment_value | 4 | 13 | 19 | 0
PV_curtailment_value | 4 | 13 | 20 | 0
PV_curtailment_value | 4 | 13 | 21 | 0
PV_curtailment_value | 4 | 13 | 22 | 0
PV_curtailment_value | 4 | 13 | 23 | 0
PV_curtailment_value | 4 | 13 | 24 | 0
PV_curtailment_value | 4 | 14 | 1 | 0
PV_curtailment_value | 4 | 14 | 2 | 0
PV_curtailment_value | 4 | 14 | 3 | 0
PV_curtailment_value | 4 | 14 | 4 | 0
PV_curtailment_value | 4 | 14 | 5 | 0
PV_curtailment_value | 4 | 14 | 6 | 0
PV_curtailment_value | 4 | 14 | 7 | 0
PV_curtailment_value | 4 | 14 | 8 | 0
PV_curtailment_value | 4 | 14 | 9 | 0
PV_curtailment_value | 4 | 14 | 10 | 0
PV_curtailment_value | 4 | 14 | 11 | 0
PV_curtailment_value | 4 | 14 | 12 | 0
PV_curtailment_value | 4 | 14 | 13 | 0
PV_curtailment_value | 4 | 14 | 14 | 0
PV_curtailment_value | 4 | 14 | 15 | 0
PV_curtailment_value | 4 | 14 | 16 | 0
PV_curtailment_value | 4 | 14 | 17 | 0
PV_curtailment_value | 4 | 14 | 18 | 0
PV_curtailment_value | 4 | 14 | 19 | 0
PV_curtailment_value | 4 | 14 | 20 | 0
PV_curtailment_value | 4 | 14 | 21 | 0
PV_curtailment_value | 4 | 14 | 22 | 0
PV_curtailment_value | 4 | 14 | 23 | 0
PV_curtailment_value | 4 | 14 | 24 | 0
PV_curtailment_value | 4 | 15 | 1 | 0
PV_curtailment_value | 4 | 15 | 2 | 0
PV_curtailment_value | 4 | 15 | 3 | 0
PV_curtailment_value | 4 | 15 | 4 | 0
PV_curtailment_value | 4 | 15 | 5 | 0
PV_curtailment_value | 4 | 15 | 6 | 0
PV_curtailment_value | 4 | 15 | 7 | 0
PV_curtailment_value | 4 | 15 | 8 | 0
PV_curtailment_value | 4 | 15 | 9 | 0
PV_curtailment_value | 4 | 15 | 10 | 0
PV_curtailment_value | 4 | 15 | 11 | 0
PV_curtailment_value | 4 | 15 | 12 | 0
PV_curtailment_value | 4 | 15 | 13 | 0
PV_curtailment_value | 4 | 15 | 14 | 0
PV_curtailment_value | 4 | 15 | 15 | 0
PV_curtailment_value | 4 | 15 | 16 | 0
PV_curtailment_value | 4 | 15 | 17 | 0
PV_curtailment_value | 4 | 15 | 18 | 0
PV_curtailment_value | 4 | 15 | 19 | 0
PV_curtailment_value | 4 | 15 | 20 | 0
PV_curtailment_value | 4 | 15 | 21 | 0
PV_curtailment_value | 4 | 15 | 22 | 0
PV_curtailment_value | 4 | 15 | 23 | 0
PV_curtailment_value | 4 | 15 | 24 | 0
PV_curtailment_value | 4 | 16 | 1 | 0
PV_curtailment_value | 4 | 16 | 2 | 0
PV_curtailment_value | 4 | 16 | 3 | 0
PV_curtailment_value | 4 | 16 | 4 | 0
PV_curtailment_value | 4 | 16 | 5 | 0
PV_curtailment_value | 4 | 16 | 6 | 0
PV_curtailment_value | 4 | 16 | 7 | 0
PV_curtailment_value | 4 | 16 | 8 | 0
PV_curtailment_value | 4 | 16 | 9 | 0
PV_curtailment_value | 4 | 16 | 10 | 0
PV_curtailment_value | 4 | 16 | 11 | 0
PV_curtailment_value | 4 | 16 | 12 | 0
PV_curtailment_value | 4 | 16 | 13 | 0
PV_curtailment_value | 4 | 16 | 14 | 0
PV_curtailment_value | 4 | 16 | 15 | 0
PV_curtailment_value | 4 | 16 | 16 | 0
PV_curtailment_value | 4 | 16 | 17 | 0
PV_curtailment_value | 4 | 16 | 18 | 0
PV_curtailment_value | 4 | 16 | 19 | 0
PV_curtailment_value | 4 | 16 | 20 | 0
PV_curtailment_value | 4 | 16 | 21 | 0
PV_curtailment_value | 4 | 16 | 22 | 0
PV_curtailment_value | 4 | 16 | 23 | 0
PV_curtailment_value | 4 | 16 | 24 | 0
PV_curtailment_value | 4 | 17 | 1 | 0
PV_curtailment_value | 4 | 17 | 2 | 0
PV_curtailment_value | 4 | 17 | 3 | 0
PV_curtailment_value | 4 | 17 | 4 | 0
PV_curtailment_value | 4 | 17 | 5 | 0
PV_curtailment_value | 4 | 17 | 6 | 0
PV_curtailment_value | 4 | 17 | 7 | 0
PV_curtailment_value | 4 | 17 | 8 | 0
PV_curtailment_value | 4 | 17 | 9 | 0
PV_curtailment_value | 4 | 17 | 10 | 0
PV_curtailment_value | 4 | 17 | 11 | 0
PV_curtailment_value | 4 | 17 | 12 | 0
PV_curtailment_value | 4 | 17 | 13 | 0
PV_curtailment_value | 4 | 17 | 14 | 0
PV_curtailment_value | 4 | 17 | 15 | 0
PV_curtailment_value | 4 | 17 | 16 | 0
PV_curtailment_value | 4 | 17 | 17 | 0
PV_curtailment_value | 4 | 17 | 18 | 0
PV_curtailment_value | 4 | 17 | 19 | 0
PV_curtailment_value | 4 | 17 | 20 | 0
PV_curtailment_value | 4 | 17 | 21 | 0
PV_curtailment_value | 4 | 17 | 22 | 0
PV_curtailment_value | 4 | 17 | 23 | 0
PV_curtailment_value | 4 | 17 | 24 | 0
PV_curtailment_value | 4 | 18 | 1 | 0
PV_curtailment_value | 4 | 18 | 2 | 0
PV_curtailment_value | 4 | 18 | 3 | 0
PV_curtailment_value | 4 | 18 | 4 | 0
PV_curtailment_value | 4 | 18 | 5 | 0
PV_curtailment_value | 4 | 18 | 6 | 0
PV_curtailment_value | 4 | 18 | 7 | 0
PV_curtailment_value | 4 | 18 | 8 | 0
PV_curtailment_value | 4 | 18 | 9 | 0
PV_curtailment_value | 4 | 18 | 10 | 0
PV_curtailment_value | 4 | 18 | 11 | 0
PV_curtailment_value | 4 | 18 | 12 | 0
PV_curtailment_value | 4 | 18 | 13 | 0
PV_curtailment_value | 4 | 18 | 14 | 0
PV_curtailment_value | 4 | 18 | 15 | 0
PV_curtailment_value | 4 | 18 | 16 | 0
PV_curtailment_value | 4 | 18 | 17 | 0
PV_curtailment_value | 4 | 18 | 18 | 0
PV_curtailment_value | 4 | 18 | 19 | 0
PV_curtailment_value | 4 | 18 | 20 | 0
PV_curtailment_value | 4 | 18 | 21 | 0
PV_curtailment_value | 4 | 18 | 22 | 0
PV_curtailment_value | 4 | 18 | 23 | 0
PV_curtailment_value | 4 | 18 | 24 | 0
PV_curtailment_value | 4 | 19 | 1 | 0
PV_curtailment_value | 4 | 19 | 2 | 0
PV_curtailment_value | 4 | 19 | 3 | 0
PV_curtailment_value | 4 | 19 | 4 | 0
PV_curtailment_value | 4 | 19 | 5 | 0
PV_curtailment_value | 4 | 19 | 6 | 0
PV_curtailment_value | 4 | 19 | 7 | 0
PV_curtailment_value | 4 | 19 | 8 | 0
PV_curtailment_value | 4 | 19 | 9 | 0
PV_curtailment_value | 4 | 19 | 10 | 0
PV_curtailment_value | 4 | 19 | 11 | 0
PV_curtailment_value | 4 | 19 | 12 | 0
PV_curtailment_value | 4 | 19 | 13 | 0
PV_curtailment_value | 4 | 19 | 14 | 0
PV_curtailment_value | 4 | 19 | 15 | 0
PV_curtailment_value | 4 | 19 | 16 | 0
PV_curtailment_value | 4 | 19 | 17 | 0
PV_curtailment_value | 4 | 19 | 18 | 0
PV_curtailment_value | 4 | 19 | 19 | 0
PV_curtailment_value | 4 | 19 | 20 | 0
PV_curtailment_value | 4 | 19 | 21 | 0
PV_curtailment_value | 4 | 19 | 22 | 0
PV_curtailment_value | 4 | 19 | 23 | 0
PV_curtailment_value | 4 | 19 | 24 | 0
PV_curtailment_value | 4 | 20 | 1 | 0
PV_curtailment_value | 4 | 20 | 2 | 0
PV_curtailment_value | 4 | 20 | 3 | 0
PV_curtailment_value | 4 | 20 | 4 | 0
PV_curtailment_value | 4 | 20 | 5 | 0
PV_curtailment_value | 4 | 20 | 6 | 0
PV_curtailment_value | 4 | 20 | 7 | 0
PV_curtailment_value | 4 | 20 | 8 | 0
PV_curtailment_value | 4 | 20 | 9 | 0
PV_curtailment_value | 4 | 20 | 10 | 0
PV_curtailment_value | 4 | 20 | 11 | 0
PV_curtailment_value | 4 | 20 | 12 | 0
PV_curtailment_value | 4 | 20 | 13 | 0
PV_curtailment_value | 4 | 20 | 14 | 0
PV_curtailment_value | 4 | 20 | 15 | 0
PV_curtailment_value | 4 | 20 | 16 | 0
PV_curtailment_value | 4 | 20 | 17 | 0
PV_curtailment_value | 4 | 20 | 18 | 0
PV_curtailment_value | 4 | 20 | 19 | 0
PV_curtailment_value | 4 | 20 | 20 | 0
PV_curtailment_value | 4 | 20 | 21 | 0
PV_curtailment_value | 4 | 20 | 22 | 0
PV_curtailment_value | 4 | 20 | 23 | 0
PV_curtailment_value | 4 | 20 | 24 | 0
PV_curtailment_value | 4 | 21 | 1 | 0
PV_curtailment_value | 4 | 21 | 2 | 0
PV_curtailment_value | 4 | 21 | 3 | 0
PV_curtailment_value | 4 | 21 | 4 | 0
PV_curtailment_value | 4 | 21 | 5 | 0
PV_curtailment_value | 4 | 21 | 6 | 0
PV_curtailment_value | 4 | 21 | 7 | 0
PV_curtailment_value | 4 | 21 | 8 | 0
PV_curtailment_value | 4 | 21 | 9 | 0
PV_curtailment_value | 4 | 21 | 10 | 0
PV_curtailment_value | 4 | 21 | 11 | 0
PV_curtailment_value | 4 | 21 | 12 | 0
PV_curtailment_value | 4 | 21 | 13 | 0
PV_curtailment_value | 4 | 21 | 14 | 0
PV_curtailment_value | 4 | 21 | 15 | 0
PV_curtailment_value | 4 | 21 | 16 | 0
PV_curtailment_value | 4 | 21 | 17 | 0
PV_curtailment_value | 4 | 21 | 18 | 0
PV_curtailment_value | 4 | 21 | 19 | 0
PV_curtailment_value | 4 | 21 | 20 | 0
PV_curtailment_value | 4 | 21 | 21 | 0
PV_curtailment_value | 4 | 21 | 22 | 0
PV_curtailment_value | 4 | 21 | 23 | 0
PV_curtailment_value | 4 | 21 | 24 | 0
PV_curtailment_value | 4 | 22 | 1 | 0
PV_curtailment_value | 4 | 22 | 2 | 0
PV_curtailment_value | 4 | 22 | 3 | 0
PV_curtailment_value | 4 | 22 | 4 | 0
PV_curtailment_value | 4 | 22 | 5 | 0
PV_curtailment_value | 4 | 22 | 6 | 0
PV_curtailment_value | 4 | 22 | 7 | 0
PV_curtailment_value | 4 | 22 | 8 | 0
PV_curtailment_value | 4 | 22 | 9 | 0
PV_curtailment_value | 4 | 22 | 10 | 0
PV_curtailment_value | 4 | 22 | 11 | 0
PV_curtailment_value | 4 | 22 | 12 | 0
PV_curtailment_value | 4 | 22 | 13 | 0
PV_curtailment_value | 4 | 22 | 14 | 0
PV_curtailment_value | 4 | 22 | 15 | 0
PV_curtailment_value | 4 | 22 | 16 | 0
PV_curtailment_value | 4 | 22 | 17 | 0
PV_curtailment_value | 4 | 22 | 18 | 0
PV_curtailment_value | 4 | 22 | 19 | 0
PV_curtailment_value | 4 | 22 | 20 | 0
PV_curtailment_value | 4 | 22 | 21 | 0
PV_curtailment_value | 4 | 22 | 22 | 0
PV_curtailment_value | 4 | 22 | 23 | 0
PV_curtailment_value | 4 | 22 | 24 | 0
PV_curtailment_value | 4 | 23 | 1 | 0
PV_curtailment_value | 4 | 23 | 2 | 0
PV_curtailment_value | 4 | 23 | 3 | 0
PV_curtailment_value | 4 | 23 | 4 | 0
PV_curtailment_value | 4 | 23 | 5 | 0
PV_curtailment_value | 4 | 23 | 6 | 0
PV_curtailment_value | 4 | 23 | 7 | 0
PV_curtailment_value | 4 | 23 | 8 | 0
PV_curtailment_value | 4 | 23 | 9 | 0
PV_curtailment_value | 4 | 23 | 10 | 0
PV_curtailment_value | 4 | 23 | 11 | 0
PV_curtailment_value | 4 | 23 | 12 | 0
PV_curtailment_value | 4 | 23 | 13 | 0
PV_curtailment_value | 4 | 23 | 14 | 0
PV_curtailment_value | 4 | 23 | 15 | 0
PV_curtailment_value | 4 | 23 | 16 | 0
PV_curtailment_value | 4 | 23 | 17 | 0
PV_curtailment_value | 4 | 23 | 18 | 0
PV_curtailment_value | 4 | 23 | 19 | 0
PV_curtailment_value | 4 | 23 | 20 | 0
PV_curtailment_value | 4 | 23 | 21 | 0
PV_curtailment_value | 4 | 23 | 22 | 0
PV_curtailment_value | 4 | 23 | 23 | 0
PV_curtailment_value | 4 | 23 | 24 | 0
PV_curtailment_value | 4 | 24 | 1 | 0
PV_curtailment_value | 4 | 24 | 2 | 0
PV_curtailment_value | 4 | 24 | 3 | 0
PV_curtailment_value | 4 | 24 | 4 | 0
PV_curtailment_value | 4 | 24 | 5 | 0
PV_curtailment_value | 4 | 24 | 6 | 0
PV_curtailment_value | 4 | 24 | 7 | 0
PV_curtailment_value | 4 | 24 | 8 | 0
PV_curtailment_value | 4 | 24 | 9 | 0
PV_curtailment_value | 4 | 24 | 10 | 0
PV_curtailment_value | 4 | 24 | 11 | 0
PV_curtailment_value | 4 | 24 | 12 | 0
PV_curtailment_value | 4 | 24 | 13 | 0
PV_curtailment_value | 4 | 24 | 14 | 0
PV_curtailment_value | 4 | 24 | 15 | 0
PV_curtailment_value | 4 | 24 | 16 | 0
PV_curtailment_value | 4 | 24 | 17 | 0
PV_curtailment_value | 4 | 24 | 18 | 0
PV_curtailment_value | 4 | 24 | 19 | 0
PV_curtailment_value | 4 | 24 | 20 | 0
PV_curtailment_value | 4 | 24 | 21 | 0
PV_curtailment_value | 4 | 24 | 22 | 0
PV_curtailment_value | 4 | 24 | 23 | 0
PV_curtailment_value | 4 | 24 | 24 | 0
PV_curtailment_value | 4 | 25 | 1 | 0
PV_curtailment_value | 4 | 25 | 2 | 0
PV_curtailment_value | 4 | 25 | 3 | 0
PV_curtailment_value | 4 | 25 | 4 | 0
PV_curtailment_value | 4 | 25 | 5 | 0
PV_curtailment_value | 4 | 25 | 6 | 0
PV_curtailment_value | 4 | 25 | 7 | 0
PV_curtailment_value | 4 | 25 | 8 | 0
PV_curtailment_value | 4 | 25 | 9 | 0
PV_curtailment_value | 4 | 25 | 10 | 0
PV_curtailment_value | 4 | 25 | 11 | 0
PV_curtailment_value | 4 | 25 | 12 | 0
PV_curtailment_value | 4 | 25 | 13 | 0
PV_curtailment_value | 4 | 25 | 14 | 0
PV_curtailment_value | 4 | 25 | 15 | 0
PV_curtailment_value | 4 | 25 | 16 | 0
PV_curtailment_value | 4 | 25 | 17 | 0
PV_curtailment_value | 4 | 25 | 18 | 0
PV_curtailment_value | 4 | 25 | 19 | 0
PV_curtailment_value | 4 | 25 | 20 | 0
PV_curtailment_value | 4 | 25 | 21 | 0
PV_curtailment_value | 4 | 25 | 22 | 0
PV_curtailment_value | 4 | 25 | 23 | 0
PV_curtailment_value | 4 | 25 | 24 | 0
PV_curtailment_value | 4 | 26 | 1 | 0
PV_curtailment_value | 4 | 26 | 2 | 0
PV_curtailment_value | 4 | 26 | 3 | 0
PV_curtailment_value | 4 | 26 | 4 | 0
PV_curtailment_value | 4 | 26 | 5 | 0
PV_curtailment_value | 4 | 26 | 6 | 0
PV_curtailment_value | 4 | 26 | 7 | 0
PV_curtailment_value | 4 | 26 | 8 | 0
PV_curtailment_value | 4 | 26 | 9 | 0
PV_curtailment_value | 4 | 26 | 10 | 0
PV_curtailment_value | 4 | 26 | 11 | 0
PV_curtailment_value | 4 | 26 | 12 | 0
PV_curtailment_value | 4 | 26 | 13 | 0
PV_curtailment_value | 4 | 26 | 14 | 0
PV_curtailment_value | 4 | 26 | 15 | 0
PV_curtailment_value | 4 | 26 | 16 | 0
PV_curtailment_value | 4 | 26 | 17 | 0
PV_curtailment_value | 4 | 26 | 18 | 0
PV_curtailment_value | 4 | 26 | 19 | 0
PV_curtailment_value | 4 | 26 | 20 | 0
PV_curtailment_value | 4 | 26 | 21 | 0
PV_curtailment_value | 4 | 26 | 22 | 0
PV_curtailment_value | 4 | 26 | 23 | 0
PV_curtailment_value | 4 | 26 | 24 | 0
PV_curtailment_value | 4 | 27 | 1 | 0
PV_curtailment_value | 4 | 27 | 2 | 0
PV_curtailment_value | 4 | 27 | 3 | 0
PV_curtailment_value | 4 | 27 | 4 | 0
PV_curtailment_value | 4 | 27 | 5 | 0
PV_curtailment_value | 4 | 27 | 6 | 0
PV_curtailment_value | 4 | 27 | 7 | 0
PV_curtailment_value | 4 | 27 | 8 | 0
PV_curtailment_value | 4 | 27 | 9 | 0
PV_curtailment_value | 4 | 27 | 10 | 0
PV_curtailment_value | 4 | 27 | 11 | 0
PV_curtailment_value | 4 | 27 | 12 | 0
PV_curtailment_value | 4 | 27 | 13 | 0
PV_curtailment_value | 4 | 27 | 14 | 0
PV_curtailment_value | 4 | 27 | 15 | 0
PV_curtailment_value | 4 | 27 | 16 | 0
PV_curtailment_value | 4 | 27 | 17 | 0
PV_curtailment_value | 4 | 27 | 18 | 0
PV_curtailment_value | 4 | 27 | 19 | 0
PV_curtailment_value | 4 | 27 | 20 | 0
PV_curtailment_value | 4 | 27 | 21 | 0
PV_curtailment_value | 4 | 27 | 22 | 0
PV_curtailment_value | 4 | 27 | 23 | 0
PV_curtailment_value | 4 | 27 | 24 | 0
PV_curtailment_value | 4 | 28 | 1 | 0
PV_curtailment_value | 4 | 28 | 2 | 0
PV_curtailment_value | 4 | 28 | 3 | 0
PV_curtailment_value | 4 | 28 | 4 | 0
PV_curtailment_value | 4 | 28 | 5 | 0
PV_curtailment_value | 4 | 28 | 6 | 0
PV_curtailment_value | 4 | 28 | 7 | 0
PV_curtailment_value | 4 | 28 | 8 | 0
PV_curtailment_value | 4 | 28 | 9 | 0
PV_curtailment_value | 4 | 28 | 10 | 0
PV_curtailment_value | 4 | 28 | 11 | 0
PV_curtailment_value | 4 | 28 | 12 | 0
PV_curtailment_value | 4 | 28 | 13 | 0
PV_curtailment_value | 4 | 28 | 14 | 0
PV_curtailment_value | 4 | 28 | 15 | 0
PV_curtailment_value | 4 | 28 | 16 | 0
PV_curtailment_value | 4 | 28 | 17 | 0
PV_curtailment_value | 4 | 28 | 18 | 0
PV_curtailment_value | 4 | 28 | 19 | 0
PV_curtailment_value | 4 | 28 | 20 | 0
PV_curtailment_value | 4 | 28 | 21 | 0
PV_curtailment_value | 4 | 28 | 22 | 0
PV_curtailment_value | 4 | 28 | 23 | 0
PV_curtailment_value | 4 | 28 | 24 | 0
PV_curtailment_value | 4 | 29 | 1 | 0
PV_curtailment_value | 4 | 29 | 2 | 0
PV_curtailment_value | 4 | 29 | 3 | 0
PV_curtailment_value | 4 | 29 | 4 | 0
PV_curtailment_value | 4 | 29 | 5 | 0
PV_curtailment_value | 4 | 29 | 6 | 0
PV_curtailment_value | 4 | 29 | 7 | 0
PV_curtailment_value | 4 | 29 | 8 | 0
PV_curtailment_value | 4 | 29 | 9 | 0
PV_curtailment_value | 4 | 29 | 10 | 0
PV_curtailment_value | 4 | 29 | 11 | 0
PV_curtailment_value | 4 | 29 | 12 | 0
PV_curtailment_value | 4 | 29 | 13 | 0
PV_curtailment_value | 4 | 29 | 14 | 0
PV_curtailment_value | 4 | 29 | 15 | 0
PV_curtailment_value | 4 | 29 | 16 | 0
PV_curtailment_value | 4 | 29 | 17 | 0
PV_curtailment_value | 4 | 29 | 18 | 0
PV_curtailment_value | 4 | 29 | 19 | 0
PV_curtailment_value | 4 | 29 | 20 | 0
PV_curtailment_value | 4 | 29 | 21 | 0
PV_curtailment_value | 4 | 29 | 22 | 0
PV_curtailment_value | 4 | 29 | 23 | 0
PV_curtailment_value | 4 | 29 | 24 | 0
PV_curtailment_value | 4 | 30 | 1 | 0
PV_curtailment_value | 4 | 30 | 2 | 0
PV_curtailment_value | 4 | 30 | 3 | 0
PV_curtailment_value | 4 | 30 | 4 | 0
PV_curtailment_value | 4 | 30 | 5 | 0
PV_curtailment_value | 4 | 30 | 6 | 0
PV_curtailment_value | 4 | 30 | 7 | 0
PV_curtailment_value | 4 | 30 | 8 | 0
PV_curtailment_value | 4 | 30 | 9 | 0
PV_curtailment_value | 4 | 30 | 10 | 0
PV_curtailment_value | 4 | 30 | 11 | 0
PV_curtailment_value | 4 | 30 | 12 | 0
PV_curtailment_value | 4 | 30 | 13 | 0
PV_curtailment_value | 4 | 30 | 14 | 0
PV_curtailment_value | 4 | 30 | 15 | 0
PV_curtailment_value | 4 | 30 | 16 | 0
PV_curtailment_value | 4 | 30 | 17 | 0
PV_curtailment_value | 4 | 30 | 18 | 0
PV_curtailment_value | 4 | 30 | 19 | 0
PV_curtailment_value | 4 | 30 | 20 | 0
PV_curtailment_value | 4 | 30 | 21 | 0
PV_curtailment_value | 4 | 30 | 22 | 0
PV_curtailment_value | 4 | 30 | 23 | 0
PV_curtailment_value | 4 | 30 | 24 | 0
PV_curtailment_value | 4 | 31 | 1 | 0
PV_curtailment_value | 4 | 31 | 2 | 0
PV_curtailment_value | 4 | 31 | 3 | 0
PV_curtailment_value | 4 | 31 | 4 | 0
PV_curtailment_value | 4 | 31 | 5 | 0
PV_curtailment_value | 4 | 31 | 6 | 0
PV_curtailment_value | 4 | 31 | 7 | 0
PV_curtailment_value | 4 | 31 | 8 | 0
PV_curtailment_value | 4 | 31 | 9 | 0
PV_curtailment_value | 4 | 31 | 10 | 0
PV_curtailment_value | 4 | 31 | 11 | 0
PV_curtailment_value | 4 | 31 | 12 | 0
PV_curtailment_value | 4 | 31 | 13 | 0
PV_curtailment_value | 4 | 31 | 14 | 0
PV_curtailment_value | 4 | 31 | 15 | 0
PV_curtailment_value | 4 | 31 | 16 | 0
PV_curtailment_value | 4 | 31 | 17 | 0
PV_curtailment_value | 4 | 31 | 18 | 0
PV_curtailment_value | 4 | 31 | 19 | 0
PV_curtailment_value | 4 | 31 | 20 | 0
PV_curtailment_value | 4 | 31 | 21 | 0
PV_curtailment_value | 4 | 31 | 22 | 0
PV_curtailment_value | 4 | 31 | 23 | 0
PV_curtailment_value | 4 | 31 | 24 | 0
PV_curtailment_value | 4 | 32 | 1 | 0
PV_curtailment_value | 4 | 32 | 2 | 0
PV_curtailment_value | 4 | 32 | 3 | 0
PV_curtailment_value | 4 | 32 | 4 | 0
PV_curtailment_value | 4 | 32 | 5 | 0
PV_curtailment_value | 4 | 32 | 6 | 0
PV_curtailment_value | 4 | 32 | 7 | 0
PV_curtailment_value | 4 | 32 | 8 | 0
PV_curtailment_value | 4 | 32 | 9 | 0
PV_curtailment_value | 4 | 32 | 10 | 0
PV_curtailment_value | 4 | 32 | 11 | 0
PV_curtailment_value | 4 | 32 | 12 | 0
PV_curtailment_value | 4 | 32 | 13 | 0
PV_curtailment_value | 4 | 32 | 14 | 0
PV_curtailment_value | 4 | 32 | 15 | 0
PV_curtailment_value | 4 | 32 | 16 | 0
PV_curtailment_value | 4 | 32 | 17 | 0
PV_curtailment_value | 4 | 32 | 18 | 0
PV_curtailment_value | 4 | 32 | 19 | 0
PV_curtailment_value | 4 | 32 | 20 | 0
PV_curtailment_value | 4 | 32 | 21 | 0
PV_curtailment_value | 4 | 32 | 22 | 0
PV_curtailment_value | 4 | 32 | 23 | 0
PV_curtailment_value | 4 | 32 | 24 | 0
PV_curtailment_value | 4 | 33 | 1 | 0
PV_curtailment_value | 4 | 33 | 2 | 0
PV_curtailment_value | 4 | 33 | 3 | 0
PV_curtailment_value | 4 | 33 | 4 | 0
PV_curtailment_value | 4 | 33 | 5 | 0
PV_curtailment_value | 4 | 33 | 6 | 0
PV_curtailment_value | 4 | 33 | 7 | 0
PV_curtailment_value | 4 | 33 | 8 | 0
PV_curtailment_value | 4 | 33 | 9 | 0
PV_curtailment_value | 4 | 33 | 10 | 0
PV_curtailment_value | 4 | 33 | 11 | 0
PV_curtailment_value | 4 | 33 | 12 | 0
PV_curtailment_value | 4 | 33 | 13 | 0
PV_curtailment_value | 4 | 33 | 14 | 0
PV_curtailment_value | 4 | 33 | 15 | 0
PV_curtailment_value | 4 | 33 | 16 | 0
PV_curtailment_value | 4 | 33 | 17 | 0
PV_curtailment_value | 4 | 33 | 18 | 0
PV_curtailment_value | 4 | 33 | 19 | 0
PV_curtailment_value | 4 | 33 | 20 | 0
PV_curtailment_value | 4 | 33 | 21 | 0
PV_curtailment_value | 4 | 33 | 22 | 0
PV_curtailment_value | 4 | 33 | 23 | 0
PV_curtailment_value | 4 | 33 | 24 | 0
PV_curtailment_value | 5 | 1 | 1 | 0
PV_curtailment_value | 5 | 1 | 2 | 0
PV_curtailment_value | 5 | 1 | 3 | 0
PV_curtailment_value | 5 | 1 | 4 | 0
PV_curtailment_value | 5 | 1 | 5 | 0
PV_curtailment_value | 5 | 1 | 6 | 0
PV_curtailment_value | 5 | 1 | 7 | 0
PV_curtailment_value | 5 | 1 | 8 | 0
PV_curtailment_value | 5 | 1 | 9 | 0
PV_curtailment_value | 5 | 1 | 10 | 0
PV_curtailment_value | 5 | 1 | 11 | 0
PV_curtailment_value | 5 | 1 | 12 | 0
PV_curtailment_value | 5 | 1 | 13 | 0
PV_curtailment_value | 5 | 1 | 14 | 0
PV_curtailment_value | 5 | 1 | 15 | 0
PV_curtailment_value | 5 | 1 | 16 | 0
PV_curtailment_value | 5 | 1 | 17 | 0
PV_curtailment_value | 5 | 1 | 18 | 0
PV_curtailment_value | 5 | 1 | 19 | 0
PV_curtailment_value | 5 | 1 | 20 | 0
PV_curtailment_value | 5 | 1 | 21 | 0
PV_curtailment_value | 5 | 1 | 22 | 0
PV_curtailment_value | 5 | 1 | 23 | 0
PV_curtailment_value | 5 | 1 | 24 | 0
PV_curtailment_value | 5 | 2 | 1 | 0
PV_curtailment_value | 5 | 2 | 2 | 0
PV_curtailment_value | 5 | 2 | 3 | 0
PV_curtailment_value | 5 | 2 | 4 | 0
PV_curtailment_value | 5 | 2 | 5 | 0
PV_curtailment_value | 5 | 2 | 6 | 0
PV_curtailment_value | 5 | 2 | 7 | 0
PV_curtailment_value | 5 | 2 | 8 | 0
PV_curtailment_value | 5 | 2 | 9 | 0
PV_curtailment_value | 5 | 2 | 10 | 0
PV_curtailment_value | 5 | 2 | 11 | 0
PV_curtailment_value | 5 | 2 | 12 | 0
PV_curtailment_value | 5 | 2 | 13 | 0
PV_curtailment_value | 5 | 2 | 14 | 0
PV_curtailment_value | 5 | 2 | 15 | 0
PV_curtailment_value | 5 | 2 | 16 | 0
PV_curtailment_value | 5 | 2 | 17 | 0
PV_curtailment_value | 5 | 2 | 18 | 0
PV_curtailment_value | 5 | 2 | 19 | 0
PV_curtailment_value | 5 | 2 | 20 | 0
PV_curtailment_value | 5 | 2 | 21 | 0
PV_curtailment_value | 5 | 2 | 22 | 0
PV_curtailment_value | 5 | 2 | 23 | 0
PV_curtailment_value | 5 | 2 | 24 | 0
PV_curtailment_value | 5 | 3 | 1 | 0
PV_curtailment_value | 5 | 3 | 2 | 0
PV_curtailment_value | 5 | 3 | 3 | 0
PV_curtailment_value | 5 | 3 | 4 | 0
PV_curtailment_value | 5 | 3 | 5 | 0
PV_curtailment_value | 5 | 3 | 6 | 0
PV_curtailment_value | 5 | 3 | 7 | 0
PV_curtailment_value | 5 | 3 | 8 | 0
PV_curtailment_value | 5 | 3 | 9 | 0
PV_curtailment_value | 5 | 3 | 10 | 0
PV_curtailment_value | 5 | 3 | 11 | 0
PV_curtailment_value | 5 | 3 | 12 | 0
PV_curtailment_value | 5 | 3 | 13 | 0
PV_curtailment_value | 5 | 3 | 14 | 0
PV_curtailment_value | 5 | 3 | 15 | 0
PV_curtailment_value | 5 | 3 | 16 | 0
PV_curtailment_value | 5 | 3 | 17 | 0
PV_curtailment_value | 5 | 3 | 18 | 0
PV_curtailment_value | 5 | 3 | 19 | 0
PV_curtailment_value | 5 | 3 | 20 | 0
PV_curtailment_value | 5 | 3 | 21 | 0
PV_curtailment_value | 5 | 3 | 22 | 0
PV_curtailment_value | 5 | 3 | 23 | 0
PV_curtailment_value | 5 | 3 | 24 | 0
PV_curtailment_value | 5 | 4 | 1 | 0
PV_curtailment_value | 5 | 4 | 2 | 0
PV_curtailment_value | 5 | 4 | 3 | 0
PV_curtailment_value | 5 | 4 | 4 | 0
PV_curtailment_value | 5 | 4 | 5 | 0
PV_curtailment_value | 5 | 4 | 6 | 0
PV_curtailment_value | 5 | 4 | 7 | 0
PV_curtailment_value | 5 | 4 | 8 | 0
PV_curtailment_value | 5 | 4 | 9 | 0
PV_curtailment_value | 5 | 4 | 10 | 0
PV_curtailment_value | 5 | 4 | 11 | 0
PV_curtailment_value | 5 | 4 | 12 | 0
PV_curtailment_value | 5 | 4 | 13 | 0
PV_curtailment_value | 5 | 4 | 14 | 0
PV_curtailment_value | 5 | 4 | 15 | 0
PV_curtailment_value | 5 | 4 | 16 | 0
PV_curtailment_value | 5 | 4 | 17 | 0
PV_curtailment_value | 5 | 4 | 18 | 0
PV_curtailment_value | 5 | 4 | 19 | 0
PV_curtailment_value | 5 | 4 | 20 | 0
PV_curtailment_value | 5 | 4 | 21 | 0
PV_curtailment_value | 5 | 4 | 22 | 0
PV_curtailment_value | 5 | 4 | 23 | 0
PV_curtailment_value | 5 | 4 | 24 | 0
PV_curtailment_value | 5 | 5 | 1 | 0
PV_curtailment_value | 5 | 5 | 2 | 0
PV_curtailment_value | 5 | 5 | 3 | 0
PV_curtailment_value | 5 | 5 | 4 | 0
PV_curtailment_value | 5 | 5 | 5 | 0
PV_curtailment_value | 5 | 5 | 6 | 0
PV_curtailment_value | 5 | 5 | 7 | 0
PV_curtailment_value | 5 | 5 | 8 | 0
PV_curtailment_value | 5 | 5 | 9 | 0
PV_curtailment_value | 5 | 5 | 10 | 0
PV_curtailment_value | 5 | 5 | 11 | 0
PV_curtailment_value | 5 | 5 | 12 | 0
PV_curtailment_value | 5 | 5 | 13 | 0
PV_curtailment_value | 5 | 5 | 14 | 0
PV_curtailment_value | 5 | 5 | 15 | 0
PV_curtailment_value | 5 | 5 | 16 | 0
PV_curtailment_value | 5 | 5 | 17 | 0
PV_curtailment_value | 5 | 5 | 18 | 0
PV_curtailment_value | 5 | 5 | 19 | 0
PV_curtailment_value | 5 | 5 | 20 | 0
PV_curtailment_value | 5 | 5 | 21 | 0
PV_curtailment_value | 5 | 5 | 22 | 0
PV_curtailment_value | 5 | 5 | 23 | 0
PV_curtailment_value | 5 | 5 | 24 | 0
PV_curtailment_value | 5 | 6 | 1 | 0
PV_curtailment_value | 5 | 6 | 2 | 0
PV_curtailment_value | 5 | 6 | 3 | 0
PV_curtailment_value | 5 | 6 | 4 | 0
PV_curtailment_value | 5 | 6 | 5 | 0
PV_curtailment_value | 5 | 6 | 6 | 0
PV_curtailment_value | 5 | 6 | 7 | 0
PV_curtailment_value | 5 | 6 | 8 | 0
PV_curtailment_value | 5 | 6 | 9 | 0
PV_curtailment_value | 5 | 6 | 10 | 0
PV_curtailment_value | 5 | 6 | 11 | 0
PV_curtailment_value | 5 | 6 | 12 | 0
PV_curtailment_value | 5 | 6 | 13 | 0
PV_curtailment_value | 5 | 6 | 14 | 0
PV_curtailment_value | 5 | 6 | 15 | 0
PV_curtailment_value | 5 | 6 | 16 | 0
PV_curtailment_value | 5 | 6 | 17 | 0
PV_curtailment_value | 5 | 6 | 18 | 0
PV_curtailment_value | 5 | 6 | 19 | 0
PV_curtailment_value | 5 | 6 | 20 | 0
PV_curtailment_value | 5 | 6 | 21 | 0
PV_curtailment_value | 5 | 6 | 22 | 0
PV_curtailment_value | 5 | 6 | 23 | 0
PV_curtailment_value | 5 | 6 | 24 | 0
PV_curtailment_value | 5 | 7 | 1 | 0
PV_curtailment_value | 5 | 7 | 2 | 0
PV_curtailment_value | 5 | 7 | 3 | 0
PV_curtailment_value | 5 | 7 | 4 | 0
PV_curtailment_value | 5 | 7 | 5 | 0
PV_curtailment_value | 5 | 7 | 6 | 0
PV_curtailment_value | 5 | 7 | 7 | 0
PV_curtailment_value | 5 | 7 | 8 | 0
PV_curtailment_value | 5 | 7 | 9 | 0
PV_curtailment_value | 5 | 7 | 10 | 0
PV_curtailment_value | 5 | 7 | 11 | 0
PV_curtailment_value | 5 | 7 | 12 | 0
PV_curtailment_value | 5 | 7 | 13 | 0
PV_curtailment_value | 5 | 7 | 14 | 0
PV_curtailment_value | 5 | 7 | 15 | 0
PV_curtailment_value | 5 | 7 | 16 | 0
PV_curtailment_value | 5 | 7 | 17 | 0
PV_curtailment_value | 5 | 7 | 18 | 0
PV_curtailment_value | 5 | 7 | 19 | 0
PV_curtailment_value | 5 | 7 | 20 | 0
PV_curtailment_value | 5 | 7 | 21 | 0
PV_curtailment_value | 5 | 7 | 22 | 0
PV_curtailment_value | 5 | 7 | 23 | 0
PV_curtailment_value | 5 | 7 | 24 | 0
PV_curtailment_value | 5 | 8 | 1 | 0
PV_curtailment_value | 5 | 8 | 2 | 0
PV_curtailment_value | 5 | 8 | 3 | 0
PV_curtailment_value | 5 | 8 | 4 | 0
PV_curtailment_value | 5 | 8 | 5 | 0
PV_curtailment_value | 5 | 8 | 6 | 0
PV_curtailment_value | 5 | 8 | 7 | 0
PV_curtailment_value | 5 | 8 | 8 | 0
PV_curtailment_value | 5 | 8 | 9 | 0
PV_curtailment_value | 5 | 8 | 10 | 0
PV_curtailment_value | 5 | 8 | 11 | 0
PV_curtailment_value | 5 | 8 | 12 | 0
PV_curtailment_value | 5 | 8 | 13 | 0
PV_curtailment_value | 5 | 8 | 14 | 0
PV_curtailment_value | 5 | 8 | 15 | 0
PV_curtailment_value | 5 | 8 | 16 | 0
PV_curtailment_value | 5 | 8 | 17 | 0
PV_curtailment_value | 5 | 8 | 18 | 0
PV_curtailment_value | 5 | 8 | 19 | 0
PV_curtailment_value | 5 | 8 | 20 | 0
PV_curtailment_value | 5 | 8 | 21 | 0
PV_curtailment_value | 5 | 8 | 22 | 0
PV_curtailment_value | 5 | 8 | 23 | 0
PV_curtailment_value | 5 | 8 | 24 | 0
PV_curtailment_value | 5 | 9 | 1 | 0
PV_curtailment_value | 5 | 9 | 2 | 0
PV_curtailment_value | 5 | 9 | 3 | 0
PV_curtailment_value | 5 | 9 | 4 | 0
PV_curtailment_value | 5 | 9 | 5 | 0
PV_curtailment_value | 5 | 9 | 6 | 0
PV_curtailment_value | 5 | 9 | 7 | 0
PV_curtailment_value | 5 | 9 | 8 | 0
PV_curtailment_value | 5 | 9 | 9 | 0
PV_curtailment_value | 5 | 9 | 10 | 0
PV_curtailment_value | 5 | 9 | 11 | 0
PV_curtailment_value | 5 | 9 | 12 | 0
PV_curtailment_value | 5 | 9 | 13 | 0
PV_curtailment_value | 5 | 9 | 14 | 0
PV_curtailment_value | 5 | 9 | 15 | 0
PV_curtailment_value | 5 | 9 | 16 | 0
PV_curtailment_value | 5 | 9 | 17 | 0
PV_curtailment_value | 5 | 9 | 18 | 0
PV_curtailment_value | 5 | 9 | 19 | 0
PV_curtailment_value | 5 | 9 | 20 | 0
PV_curtailment_value | 5 | 9 | 21 | 0
PV_curtailment_value | 5 | 9 | 22 | 0
PV_curtailment_value | 5 | 9 | 23 | 0
PV_curtailment_value | 5 | 9 | 24 | 0
PV_curtailment_value | 5 | 10 | 1 | 0
PV_curtailment_value | 5 | 10 | 2 | 0
PV_curtailment_value | 5 | 10 | 3 | 0
PV_curtailment_value | 5 | 10 | 4 | 0
PV_curtailment_value | 5 | 10 | 5 | 0
PV_curtailment_value | 5 | 10 | 6 | 0
PV_curtailment_value | 5 | 10 | 7 | 0
PV_curtailment_value | 5 | 10 | 8 | 0
PV_curtailment_value | 5 | 10 | 9 | 0
PV_curtailment_value | 5 | 10 | 10 | 0
PV_curtailment_value | 5 | 10 | 11 | 0
PV_curtailment_value | 5 | 10 | 12 | 0
PV_curtailment_value | 5 | 10 | 13 | 0
PV_curtailment_value | 5 | 10 | 14 | 0
PV_curtailment_value | 5 | 10 | 15 | 0
PV_curtailment_value | 5 | 10 | 16 | 0
PV_curtailment_value | 5 | 10 | 17 | 0
PV_curtailment_value | 5 | 10 | 18 | 0
PV_curtailment_value | 5 | 10 | 19 | 0
PV_curtailment_value | 5 | 10 | 20 | 0
PV_curtailment_value | 5 | 10 | 21 | 0
PV_curtailment_value | 5 | 10 | 22 | 0
PV_curtailment_value | 5 | 10 | 23 | 0
PV_curtailment_value | 5 | 10 | 24 | 0
PV_curtailment_value | 5 | 11 | 1 | 0
PV_curtailment_value | 5 | 11 | 2 | 0
PV_curtailment_value | 5 | 11 | 3 | 0
PV_curtailment_value | 5 | 11 | 4 | 0
PV_curtailment_value | 5 | 11 | 5 | 0
PV_curtailment_value | 5 | 11 | 6 | 0
PV_curtailment_value | 5 | 11 | 7 | 0
PV_curtailment_value | 5 | 11 | 8 | 0
PV_curtailment_value | 5 | 11 | 9 | 0
PV_curtailment_value | 5 | 11 | 10 | 0
PV_curtailment_value | 5 | 11 | 11 | 0
PV_curtailment_value | 5 | 11 | 12 | 0
PV_curtailment_value | 5 | 11 | 13 | 0
PV_curtailment_value | 5 | 11 | 14 | 0
PV_curtailment_value | 5 | 11 | 15 | 0
PV_curtailment_value | 5 | 11 | 16 | 0
PV_curtailment_value | 5 | 11 | 17 | 0
PV_curtailment_value | 5 | 11 | 18 | 0
PV_curtailment_value | 5 | 11 | 19 | 0
PV_curtailment_value | 5 | 11 | 20 | 0
PV_curtailment_value | 5 | 11 | 21 | 0
PV_curtailment_value | 5 | 11 | 22 | 0
PV_curtailment_value | 5 | 11 | 23 | 0
PV_curtailment_value | 5 | 11 | 24 | 0
PV_curtailment_value | 5 | 12 | 1 | 0
PV_curtailment_value | 5 | 12 | 2 | 0
PV_curtailment_value | 5 | 12 | 3 | 0
PV_curtailment_value | 5 | 12 | 4 | 0
PV_curtailment_value | 5 | 12 | 5 | 0
PV_curtailment_value | 5 | 12 | 6 | 0
PV_curtailment_value | 5 | 12 | 7 | 0
PV_curtailment_value | 5 | 12 | 8 | 0
PV_curtailment_value | 5 | 12 | 9 | 0
PV_curtailment_value | 5 | 12 | 10 | 0
PV_curtailment_value | 5 | 12 | 11 | 0
PV_curtailment_value | 5 | 12 | 12 | 0
PV_curtailment_value | 5 | 12 | 13 | 0
PV_curtailment_value | 5 | 12 | 14 | 0
PV_curtailment_value | 5 | 12 | 15 | 0
PV_curtailment_value | 5 | 12 | 16 | 0
PV_curtailment_value | 5 | 12 | 17 | 0
PV_curtailment_value | 5 | 12 | 18 | 0
PV_curtailment_value | 5 | 12 | 19 | 0
PV_curtailment_value | 5 | 12 | 20 | 0
PV_curtailment_value | 5 | 12 | 21 | 0
PV_curtailment_value | 5 | 12 | 22 | 0
PV_curtailment_value | 5 | 12 | 23 | 0
PV_curtailment_value | 5 | 12 | 24 | 0
PV_curtailment_value | 5 | 13 | 1 | 0
PV_curtailment_value | 5 | 13 | 2 | 0
PV_curtailment_value | 5 | 13 | 3 | 0
PV_curtailment_value | 5 | 13 | 4 | 0
PV_curtailment_value | 5 | 13 | 5 | 0
PV_curtailment_value | 5 | 13 | 6 | 0
PV_curtailment_value | 5 | 13 | 7 | 0
PV_curtailment_value | 5 | 13 | 8 | 0
PV_curtailment_value | 5 | 13 | 9 | 0
PV_curtailment_value | 5 | 13 | 10 | 0
PV_curtailment_value | 5 | 13 | 11 | 0
PV_curtailment_value | 5 | 13 | 12 | 0
PV_curtailment_value | 5 | 13 | 13 | 0
PV_curtailment_value | 5 | 13 | 14 | 0
PV_curtailment_value | 5 | 13 | 15 | 0
PV_curtailment_value | 5 | 13 | 16 | 0
PV_curtailment_value | 5 | 13 | 17 | 0
PV_curtailment_value | 5 | 13 | 18 | 0
PV_curtailment_value | 5 | 13 | 19 | 0
PV_curtailment_value | 5 | 13 | 20 | 0
PV_curtailment_value | 5 | 13 | 21 | 0
PV_curtailment_value | 5 | 13 | 22 | 0
PV_curtailment_value | 5 | 13 | 23 | 0
PV_curtailment_value | 5 | 13 | 24 | 0
PV_curtailment_value | 5 | 14 | 1 | 0
PV_curtailment_value | 5 | 14 | 2 | 0
PV_curtailment_value | 5 | 14 | 3 | 0
PV_curtailment_value | 5 | 14 | 4 | 0
PV_curtailment_value | 5 | 14 | 5 | 0
PV_curtailment_value | 5 | 14 | 6 | 0
PV_curtailment_value | 5 | 14 | 7 | 0
PV_curtailment_value | 5 | 14 | 8 | 0
PV_curtailment_value | 5 | 14 | 9 | 0
PV_curtailment_value | 5 | 14 | 10 | 0
PV_curtailment_value | 5 | 14 | 11 | 0
PV_curtailment_value | 5 | 14 | 12 | 0
PV_curtailment_value | 5 | 14 | 13 | 0
PV_curtailment_value | 5 | 14 | 14 | 0
PV_curtailment_value | 5 | 14 | 15 | 0
PV_curtailment_value | 5 | 14 | 16 | 0
PV_curtailment_value | 5 | 14 | 17 | 0
PV_curtailment_value | 5 | 14 | 18 | 0
PV_curtailment_value | 5 | 14 | 19 | 0
PV_curtailment_value | 5 | 14 | 20 | 0
PV_curtailment_value | 5 | 14 | 21 | 0
PV_curtailment_value | 5 | 14 | 22 | 0
PV_curtailment_value | 5 | 14 | 23 | 0
PV_curtailment_value | 5 | 14 | 24 | 0
PV_curtailment_value | 5 | 15 | 1 | 0
PV_curtailment_value | 5 | 15 | 2 | 0
PV_curtailment_value | 5 | 15 | 3 | 0
PV_curtailment_value | 5 | 15 | 4 | 0
PV_curtailment_value | 5 | 15 | 5 | 0
PV_curtailment_value | 5 | 15 | 6 | 0
PV_curtailment_value | 5 | 15 | 7 | 0
PV_curtailment_value | 5 | 15 | 8 | 0
PV_curtailment_value | 5 | 15 | 9 | 0
PV_curtailment_value | 5 | 15 | 10 | 0
PV_curtailment_value | 5 | 15 | 11 | 0
PV_curtailment_value | 5 | 15 | 12 | 0
PV_curtailment_value | 5 | 15 | 13 | 0
PV_curtailment_value | 5 | 15 | 14 | 0
PV_curtailment_value | 5 | 15 | 15 | 0
PV_curtailment_value | 5 | 15 | 16 | 0
PV_curtailment_value | 5 | 15 | 17 | 0
PV_curtailment_value | 5 | 15 | 18 | 0
PV_curtailment_value | 5 | 15 | 19 | 0
PV_curtailment_value | 5 | 15 | 20 | 0
PV_curtailment_value | 5 | 15 | 21 | 0
PV_curtailment_value | 5 | 15 | 22 | 0
PV_curtailment_value | 5 | 15 | 23 | 0
PV_curtailment_value | 5 | 15 | 24 | 0
PV_curtailment_value | 5 | 16 | 1 | 0
PV_curtailment_value | 5 | 16 | 2 | 0
PV_curtailment_value | 5 | 16 | 3 | 0
PV_curtailment_value | 5 | 16 | 4 | 0
PV_curtailment_value | 5 | 16 | 5 | 0
PV_curtailment_value | 5 | 16 | 6 | 0
PV_curtailment_value | 5 | 16 | 7 | 0
PV_curtailment_value | 5 | 16 | 8 | 0
PV_curtailment_value | 5 | 16 | 9 | 0
PV_curtailment_value | 5 | 16 | 10 | 0
PV_curtailment_value | 5 | 16 | 11 | 0
PV_curtailment_value | 5 | 16 | 12 | 0
PV_curtailment_value | 5 | 16 | 13 | 0
PV_curtailment_value | 5 | 16 | 14 | 0
PV_curtailment_value | 5 | 16 | 15 | 0
PV_curtailment_value | 5 | 16 | 16 | 0
PV_curtailment_value | 5 | 16 | 17 | 0
PV_curtailment_value | 5 | 16 | 18 | 0
PV_curtailment_value | 5 | 16 | 19 | 0
PV_curtailment_value | 5 | 16 | 20 | 0
PV_curtailment_value | 5 | 16 | 21 | 0
PV_curtailment_value | 5 | 16 | 22 | 0
PV_curtailment_value | 5 | 16 | 23 | 0
PV_curtailment_value | 5 | 16 | 24 | 0
PV_curtailment_value | 5 | 17 | 1 | 0
PV_curtailment_value | 5 | 17 | 2 | 0
PV_curtailment_value | 5 | 17 | 3 | 0
PV_curtailment_value | 5 | 17 | 4 | 0
PV_curtailment_value | 5 | 17 | 5 | 0
PV_curtailment_value | 5 | 17 | 6 | 0
PV_curtailment_value | 5 | 17 | 7 | 0
PV_curtailment_value | 5 | 17 | 8 | 0
PV_curtailment_value | 5 | 17 | 9 | 0
PV_curtailment_value | 5 | 17 | 10 | 0
PV_curtailment_value | 5 | 17 | 11 | 0
PV_curtailment_value | 5 | 17 | 12 | 0
PV_curtailment_value | 5 | 17 | 13 | 0
PV_curtailment_value | 5 | 17 | 14 | 0
PV_curtailment_value | 5 | 17 | 15 | 0
PV_curtailment_value | 5 | 17 | 16 | 0
PV_curtailment_value | 5 | 17 | 17 | 0
PV_curtailment_value | 5 | 17 | 18 | 0
PV_curtailment_value | 5 | 17 | 19 | 0
PV_curtailment_value | 5 | 17 | 20 | 0
PV_curtailment_value | 5 | 17 | 21 | 0
PV_curtailment_value | 5 | 17 | 22 | 0
PV_curtailment_value | 5 | 17 | 23 | 0
PV_curtailment_value | 5 | 17 | 24 | 0
PV_curtailment_value | 5 | 18 | 1 | 0
PV_curtailment_value | 5 | 18 | 2 | 0
PV_curtailment_value | 5 | 18 | 3 | 0
PV_curtailment_value | 5 | 18 | 4 | 0
PV_curtailment_value | 5 | 18 | 5 | 0
PV_curtailment_value | 5 | 18 | 6 | 0
PV_curtailment_value | 5 | 18 | 7 | 0
PV_curtailment_value | 5 | 18 | 8 | 0
PV_curtailment_value | 5 | 18 | 9 | 0
PV_curtailment_value | 5 | 18 | 10 | 0
PV_curtailment_value | 5 | 18 | 11 | 0
PV_curtailment_value | 5 | 18 | 12 | 0
PV_curtailment_value | 5 | 18 | 13 | 0
PV_curtailment_value | 5 | 18 | 14 | 0
PV_curtailment_value | 5 | 18 | 15 | 0
PV_curtailment_value | 5 | 18 | 16 | 0
PV_curtailment_value | 5 | 18 | 17 | 0
PV_curtailment_value | 5 | 18 | 18 | 0
PV_curtailment_value | 5 | 18 | 19 | 0
PV_curtailment_value | 5 | 18 | 20 | 0
PV_curtailment_value | 5 | 18 | 21 | 0
PV_curtailment_value | 5 | 18 | 22 | 0
PV_curtailment_value | 5 | 18 | 23 | 0
PV_curtailment_value | 5 | 18 | 24 | 0
PV_curtailment_value | 5 | 19 | 1 | 0
PV_curtailment_value | 5 | 19 | 2 | 0
PV_curtailment_value | 5 | 19 | 3 | 0
PV_curtailment_value | 5 | 19 | 4 | 0
PV_curtailment_value | 5 | 19 | 5 | 0
PV_curtailment_value | 5 | 19 | 6 | 0
PV_curtailment_value | 5 | 19 | 7 | 0
PV_curtailment_value | 5 | 19 | 8 | 0
PV_curtailment_value | 5 | 19 | 9 | 0
PV_curtailment_value | 5 | 19 | 10 | 0
PV_curtailment_value | 5 | 19 | 11 | 0
PV_curtailment_value | 5 | 19 | 12 | 0
PV_curtailment_value | 5 | 19 | 13 | 0
PV_curtailment_value | 5 | 19 | 14 | 0
PV_curtailment_value | 5 | 19 | 15 | 0
PV_curtailment_value | 5 | 19 | 16 | 0
PV_curtailment_value | 5 | 19 | 17 | 0
PV_curtailment_value | 5 | 19 | 18 | 0
PV_curtailment_value | 5 | 19 | 19 | 0
PV_curtailment_value | 5 | 19 | 20 | 0
PV_curtailment_value | 5 | 19 | 21 | 0
PV_curtailment_value | 5 | 19 | 22 | 0
PV_curtailment_value | 5 | 19 | 23 | 0
PV_curtailment_value | 5 | 19 | 24 | 0
PV_curtailment_value | 5 | 20 | 1 | 0
PV_curtailment_value | 5 | 20 | 2 | 0
PV_curtailment_value | 5 | 20 | 3 | 0
PV_curtailment_value | 5 | 20 | 4 | 0
PV_curtailment_value | 5 | 20 | 5 | 0
PV_curtailment_value | 5 | 20 | 6 | 0
PV_curtailment_value | 5 | 20 | 7 | 0
PV_curtailment_value | 5 | 20 | 8 | 0
PV_curtailment_value | 5 | 20 | 9 | 0
PV_curtailment_value | 5 | 20 | 10 | 0
PV_curtailment_value | 5 | 20 | 11 | 0
PV_curtailment_value | 5 | 20 | 12 | 0
PV_curtailment_value | 5 | 20 | 13 | 0
PV_curtailment_value | 5 | 20 | 14 | 0
PV_curtailment_value | 5 | 20 | 15 | 0
PV_curtailment_value | 5 | 20 | 16 | 0
PV_curtailment_value | 5 | 20 | 17 | 0
PV_curtailment_value | 5 | 20 | 18 | 0
PV_curtailment_value | 5 | 20 | 19 | 0
PV_curtailment_value | 5 | 20 | 20 | 0
PV_curtailment_value | 5 | 20 | 21 | 0
PV_curtailment_value | 5 | 20 | 22 | 0
PV_curtailment_value | 5 | 20 | 23 | 0
PV_curtailment_value | 5 | 20 | 24 | 0
PV_curtailment_value | 5 | 21 | 1 | 0
PV_curtailment_value | 5 | 21 | 2 | 0
PV_curtailment_value | 5 | 21 | 3 | 0
PV_curtailment_value | 5 | 21 | 4 | 0
PV_curtailment_value | 5 | 21 | 5 | 0
PV_curtailment_value | 5 | 21 | 6 | 0
PV_curtailment_value | 5 | 21 | 7 | 0
PV_curtailment_value | 5 | 21 | 8 | 0
PV_curtailment_value | 5 | 21 | 9 | 0
PV_curtailment_value | 5 | 21 | 10 | 0
PV_curtailment_value | 5 | 21 | 11 | 0
PV_curtailment_value | 5 | 21 | 12 | 0
PV_curtailment_value | 5 | 21 | 13 | 0
PV_curtailment_value | 5 | 21 | 14 | 0
PV_curtailment_value | 5 | 21 | 15 | 0
PV_curtailment_value | 5 | 21 | 16 | 0
PV_curtailment_value | 5 | 21 | 17 | 0
PV_curtailment_value | 5 | 21 | 18 | 0
PV_curtailment_value | 5 | 21 | 19 | 0
PV_curtailment_value | 5 | 21 | 20 | 0
PV_curtailment_value | 5 | 21 | 21 | 0
PV_curtailment_value | 5 | 21 | 22 | 0
PV_curtailment_value | 5 | 21 | 23 | 0
PV_curtailment_value | 5 | 21 | 24 | 0
PV_curtailment_value | 5 | 22 | 1 | 0
PV_curtailment_value | 5 | 22 | 2 | 0
PV_curtailment_value | 5 | 22 | 3 | 0
PV_curtailment_value | 5 | 22 | 4 | 0
PV_curtailment_value | 5 | 22 | 5 | 0
PV_curtailment_value | 5 | 22 | 6 | 0
PV_curtailment_value | 5 | 22 | 7 | 0
PV_curtailment_value | 5 | 22 | 8 | 0
PV_curtailment_value | 5 | 22 | 9 | 0
PV_curtailment_value | 5 | 22 | 10 | 0
PV_curtailment_value | 5 | 22 | 11 | 0
PV_curtailment_value | 5 | 22 | 12 | 0
PV_curtailment_value | 5 | 22 | 13 | 0
PV_curtailment_value | 5 | 22 | 14 | 0
PV_curtailment_value | 5 | 22 | 15 | 0
PV_curtailment_value | 5 | 22 | 16 | 0
PV_curtailment_value | 5 | 22 | 17 | 0
PV_curtailment_value | 5 | 22 | 18 | 0
PV_curtailment_value | 5 | 22 | 19 | 0
PV_curtailment_value | 5 | 22 | 20 | 0
PV_curtailment_value | 5 | 22 | 21 | 0
PV_curtailment_value | 5 | 22 | 22 | 0
PV_curtailment_value | 5 | 22 | 23 | 0
PV_curtailment_value | 5 | 22 | 24 | 0
PV_curtailment_value | 5 | 23 | 1 | 0
PV_curtailment_value | 5 | 23 | 2 | 0
PV_curtailment_value | 5 | 23 | 3 | 0
PV_curtailment_value | 5 | 23 | 4 | 0
PV_curtailment_value | 5 | 23 | 5 | 0
PV_curtailment_value | 5 | 23 | 6 | 0
PV_curtailment_value | 5 | 23 | 7 | 0
PV_curtailment_value | 5 | 23 | 8 | 0
PV_curtailment_value | 5 | 23 | 9 | 0
PV_curtailment_value | 5 | 23 | 10 | 0
PV_curtailment_value | 5 | 23 | 11 | 0
PV_curtailment_value | 5 | 23 | 12 | 0
PV_curtailment_value | 5 | 23 | 13 | 0
PV_curtailment_value | 5 | 23 | 14 | 0
PV_curtailment_value | 5 | 23 | 15 | 0
PV_curtailment_value | 5 | 23 | 16 | 0
PV_curtailment_value | 5 | 23 | 17 | 0
PV_curtailment_value | 5 | 23 | 18 | 0
PV_curtailment_value | 5 | 23 | 19 | 0
PV_curtailment_value | 5 | 23 | 20 | 0
PV_curtailment_value | 5 | 23 | 21 | 0
PV_curtailment_value | 5 | 23 | 22 | 0
PV_curtailment_value | 5 | 23 | 23 | 0
PV_curtailment_value | 5 | 23 | 24 | 0
PV_curtailment_value | 5 | 24 | 1 | 0
PV_curtailment_value | 5 | 24 | 2 | 0
PV_curtailment_value | 5 | 24 | 3 | 0
PV_curtailment_value | 5 | 24 | 4 | 0
PV_curtailment_value | 5 | 24 | 5 | 0
PV_curtailment_value | 5 | 24 | 6 | 0
PV_curtailment_value | 5 | 24 | 7 | 0
PV_curtailment_value | 5 | 24 | 8 | 0
PV_curtailment_value | 5 | 24 | 9 | 0
PV_curtailment_value | 5 | 24 | 10 | 0
PV_curtailment_value | 5 | 24 | 11 | 0
PV_curtailment_value | 5 | 24 | 12 | 0
PV_curtailment_value | 5 | 24 | 13 | 0
PV_curtailment_value | 5 | 24 | 14 | 0
PV_curtailment_value | 5 | 24 | 15 | 0
PV_curtailment_value | 5 | 24 | 16 | 0
PV_curtailment_value | 5 | 24 | 17 | 0
PV_curtailment_value | 5 | 24 | 18 | 0
PV_curtailment_value | 5 | 24 | 19 | 0
PV_curtailment_value | 5 | 24 | 20 | 0
PV_curtailment_value | 5 | 24 | 21 | 0
PV_curtailment_value | 5 | 24 | 22 | 0
PV_curtailment_value | 5 | 24 | 23 | 0
PV_curtailment_value | 5 | 24 | 24 | 0
PV_curtailment_value | 5 | 25 | 1 | 0
PV_curtailment_value | 5 | 25 | 2 | 0
PV_curtailment_value | 5 | 25 | 3 | 0
PV_curtailment_value | 5 | 25 | 4 | 0
PV_curtailment_value | 5 | 25 | 5 | 0
PV_curtailment_value | 5 | 25 | 6 | 0
PV_curtailment_value | 5 | 25 | 7 | 0
PV_curtailment_value | 5 | 25 | 8 | 0
PV_curtailment_value | 5 | 25 | 9 | 0
PV_curtailment_value | 5 | 25 | 10 | 0
PV_curtailment_value | 5 | 25 | 11 | 0
PV_curtailment_value | 5 | 25 | 12 | 0
PV_curtailment_value | 5 | 25 | 13 | 0
PV_curtailment_value | 5 | 25 | 14 | 0
PV_curtailment_value | 5 | 25 | 15 | 0
PV_curtailment_value | 5 | 25 | 16 | 0
PV_curtailment_value | 5 | 25 | 17 | 0
PV_curtailment_value | 5 | 25 | 18 | 0
PV_curtailment_value | 5 | 25 | 19 | 0
PV_curtailment_value | 5 | 25 | 20 | 0
PV_curtailment_value | 5 | 25 | 21 | 0
PV_curtailment_value | 5 | 25 | 22 | 0
PV_curtailment_value | 5 | 25 | 23 | 0
PV_curtailment_value | 5 | 25 | 24 | 0
PV_curtailment_value | 5 | 26 | 1 | 0
PV_curtailment_value | 5 | 26 | 2 | 0
PV_curtailment_value | 5 | 26 | 3 | 0
PV_curtailment_value | 5 | 26 | 4 | 0
PV_curtailment_value | 5 | 26 | 5 | 0
PV_curtailment_value | 5 | 26 | 6 | 0
PV_curtailment_value | 5 | 26 | 7 | 0
PV_curtailment_value | 5 | 26 | 8 | 0
PV_curtailment_value | 5 | 26 | 9 | 0
PV_curtailment_value | 5 | 26 | 10 | 0
PV_curtailment_value | 5 | 26 | 11 | 0
PV_curtailment_value | 5 | 26 | 12 | 0
PV_curtailment_value | 5 | 26 | 13 | 0
PV_curtailment_value | 5 | 26 | 14 | 0
PV_curtailment_value | 5 | 26 | 15 | 0
PV_curtailment_value | 5 | 26 | 16 | 0
PV_curtailment_value | 5 | 26 | 17 | 0
PV_curtailment_value | 5 | 26 | 18 | 0
PV_curtailment_value | 5 | 26 | 19 | 0
PV_curtailment_value | 5 | 26 | 20 | 0
PV_curtailment_value | 5 | 26 | 21 | 0
PV_curtailment_value | 5 | 26 | 22 | 0
PV_curtailment_value | 5 | 26 | 23 | 0
PV_curtailment_value | 5 | 26 | 24 | 0
PV_curtailment_value | 5 | 27 | 1 | 0
PV_curtailment_value | 5 | 27 | 2 | 0
PV_curtailment_value | 5 | 27 | 3 | 0
PV_curtailment_value | 5 | 27 | 4 | 0
PV_curtailment_value | 5 | 27 | 5 | 0
PV_curtailment_value | 5 | 27 | 6 | 0
PV_curtailment_value | 5 | 27 | 7 | 0
PV_curtailment_value | 5 | 27 | 8 | 0
PV_curtailment_value | 5 | 27 | 9 | 0
PV_curtailment_value | 5 | 27 | 10 | 0
PV_curtailment_value | 5 | 27 | 11 | 0
PV_curtailment_value | 5 | 27 | 12 | 0
PV_curtailment_value | 5 | 27 | 13 | 0
PV_curtailment_value | 5 | 27 | 14 | 0
PV_curtailment_value | 5 | 27 | 15 | 0
PV_curtailment_value | 5 | 27 | 16 | 0
PV_curtailment_value | 5 | 27 | 17 | 0
PV_curtailment_value | 5 | 27 | 18 | 0
PV_curtailment_value | 5 | 27 | 19 | 0
PV_curtailment_value | 5 | 27 | 20 | 0
PV_curtailment_value | 5 | 27 | 21 | 0
PV_curtailment_value | 5 | 27 | 22 | 0
PV_curtailment_value | 5 | 27 | 23 | 0
PV_curtailment_value | 5 | 27 | 24 | 0
PV_curtailment_value | 5 | 28 | 1 | 0
PV_curtailment_value | 5 | 28 | 2 | 0
PV_curtailment_value | 5 | 28 | 3 | 0
PV_curtailment_value | 5 | 28 | 4 | 0
PV_curtailment_value | 5 | 28 | 5 | 0
PV_curtailment_value | 5 | 28 | 6 | 0
PV_curtailment_value | 5 | 28 | 7 | 0
PV_curtailment_value | 5 | 28 | 8 | 0
PV_curtailment_value | 5 | 28 | 9 | 0
PV_curtailment_value | 5 | 28 | 10 | 0
PV_curtailment_value | 5 | 28 | 11 | 0
PV_curtailment_value | 5 | 28 | 12 | 0
PV_curtailment_value | 5 | 28 | 13 | 0
PV_curtailment_value | 5 | 28 | 14 | 0
PV_curtailment_value | 5 | 28 | 15 | 0
PV_curtailment_value | 5 | 28 | 16 | 0
PV_curtailment_value | 5 | 28 | 17 | 0
PV_curtailment_value | 5 | 28 | 18 | 0
PV_curtailment_value | 5 | 28 | 19 | 0
PV_curtailment_value | 5 | 28 | 20 | 0
PV_curtailment_value | 5 | 28 | 21 | 0
PV_curtailment_value | 5 | 28 | 22 | 0
PV_curtailment_value | 5 | 28 | 23 | 0
PV_curtailment_value | 5 | 28 | 24 | 0
PV_curtailment_value | 5 | 29 | 1 | 0
PV_curtailment_value | 5 | 29 | 2 | 0
PV_curtailment_value | 5 | 29 | 3 | 0
PV_curtailment_value | 5 | 29 | 4 | 0
PV_curtailment_value | 5 | 29 | 5 | 0
PV_curtailment_value | 5 | 29 | 6 | 0
PV_curtailment_value | 5 | 29 | 7 | 0
PV_curtailment_value | 5 | 29 | 8 | 0
PV_curtailment_value | 5 | 29 | 9 | 0
PV_curtailment_value | 5 | 29 | 10 | 0
PV_curtailment_value | 5 | 29 | 11 | 0
PV_curtailment_value | 5 | 29 | 12 | 0
PV_curtailment_value | 5 | 29 | 13 | 0
PV_curtailment_value | 5 | 29 | 14 | 0
PV_curtailment_value | 5 | 29 | 15 | 0
PV_curtailment_value | 5 | 29 | 16 | 0
PV_curtailment_value | 5 | 29 | 17 | 0
PV_curtailment_value | 5 | 29 | 18 | 0
PV_curtailment_value | 5 | 29 | 19 | 0
PV_curtailment_value | 5 | 29 | 20 | 0
PV_curtailment_value | 5 | 29 | 21 | 0
PV_curtailment_value | 5 | 29 | 22 | 0
PV_curtailment_value | 5 | 29 | 23 | 0
PV_curtailment_value | 5 | 29 | 24 | 0
PV_curtailment_value | 5 | 30 | 1 | 0
PV_curtailment_value | 5 | 30 | 2 | 0
PV_curtailment_value | 5 | 30 | 3 | 0
PV_curtailment_value | 5 | 30 | 4 | 0
PV_curtailment_value | 5 | 30 | 5 | 0
PV_curtailment_value | 5 | 30 | 6 | 0
PV_curtailment_value | 5 | 30 | 7 | 0
PV_curtailment_value | 5 | 30 | 8 | 0
PV_curtailment_value | 5 | 30 | 9 | 0
PV_curtailment_value | 5 | 30 | 10 | 0
PV_curtailment_value | 5 | 30 | 11 | 0
PV_curtailment_value | 5 | 30 | 12 | 0
PV_curtailment_value | 5 | 30 | 13 | 0
PV_curtailment_value | 5 | 30 | 14 | 0
PV_curtailment_value | 5 | 30 | 15 | 0
PV_curtailment_value | 5 | 30 | 16 | 0
PV_curtailment_value | 5 | 30 | 17 | 0
PV_curtailment_value | 5 | 30 | 18 | 0
PV_curtailment_value | 5 | 30 | 19 | 0
PV_curtailment_value | 5 | 30 | 20 | 0
PV_curtailment_value | 5 | 30 | 21 | 0
PV_curtailment_value | 5 | 30 | 22 | 0
PV_curtailment_value | 5 | 30 | 23 | 0
PV_curtailment_value | 5 | 30 | 24 | 0
PV_curtailment_value | 5 | 31 | 1 | 0
PV_curtailment_value | 5 | 31 | 2 | 0
PV_curtailment_value | 5 | 31 | 3 | 0
PV_curtailment_value | 5 | 31 | 4 | 0
PV_curtailment_value | 5 | 31 | 5 | 0
PV_curtailment_value | 5 | 31 | 6 | 0
PV_curtailment_value | 5 | 31 | 7 | 0
PV_curtailment_value | 5 | 31 | 8 | 0
PV_curtailment_value | 5 | 31 | 9 | 0
PV_curtailment_value | 5 | 31 | 10 | 0
PV_curtailment_value | 5 | 31 | 11 | 0
PV_curtailment_value | 5 | 31 | 12 | 0
PV_curtailment_value | 5 | 31 | 13 | 0
PV_curtailment_value | 5 | 31 | 14 | 0
PV_curtailment_value | 5 | 31 | 15 | 0
PV_curtailment_value | 5 | 31 | 16 | 0
PV_curtailment_value | 5 | 31 | 17 | 0
PV_curtailment_value | 5 | 31 | 18 | 0
PV_curtailment_value | 5 | 31 | 19 | 0
PV_curtailment_value | 5 | 31 | 20 | 0
PV_curtailment_value | 5 | 31 | 21 | 0
PV_curtailment_value | 5 | 31 | 22 | 0
PV_curtailment_value | 5 | 31 | 23 | 0
PV_curtailment_value | 5 | 31 | 24 | 0
PV_curtailment_value | 5 | 32 | 1 | 0
PV_curtailment_value | 5 | 32 | 2 | 0
PV_curtailment_value | 5 | 32 | 3 | 0
PV_curtailment_value | 5 | 32 | 4 | 0
PV_curtailment_value | 5 | 32 | 5 | 0
PV_curtailment_value | 5 | 32 | 6 | 0
PV_curtailment_value | 5 | 32 | 7 | 0
PV_curtailment_value | 5 | 32 | 8 | 0
PV_curtailment_value | 5 | 32 | 9 | 0
PV_curtailment_value | 5 | 32 | 10 | 0
PV_curtailment_value | 5 | 32 | 11 | 0
PV_curtailment_value | 5 | 32 | 12 | 0
PV_curtailment_value | 5 | 32 | 13 | 0
PV_curtailment_value | 5 | 32 | 14 | 0
PV_curtailment_value | 5 | 32 | 15 | 0
PV_curtailment_value | 5 | 32 | 16 | 0
PV_curtailment_value | 5 | 32 | 17 | 0
PV_curtailment_value | 5 | 32 | 18 | 0
PV_curtailment_value | 5 | 32 | 19 | 0
PV_curtailment_value | 5 | 32 | 20 | 0
PV_curtailment_value | 5 | 32 | 21 | 0
PV_curtailment_value | 5 | 32 | 22 | 0
PV_curtailment_value | 5 | 32 | 23 | 0
PV_curtailment_value | 5 | 32 | 24 | 0
PV_curtailment_value | 5 | 33 | 1 | 0
PV_curtailment_value | 5 | 33 | 2 | 0
PV_curtailment_value | 5 | 33 | 3 | 0
PV_curtailment_value | 5 | 33 | 4 | 0
PV_curtailment_value | 5 | 33 | 5 | 0
PV_curtailment_value | 5 | 33 | 6 | 0
PV_curtailment_value | 5 | 33 | 7 | 0
PV_curtailment_value | 5 | 33 | 8 | 0
PV_curtailment_value | 5 | 33 | 9 | 0
PV_curtailment_value | 5 | 33 | 10 | 0
PV_curtailment_value | 5 | 33 | 11 | 0
PV_curtailment_value | 5 | 33 | 12 | 0
PV_curtailment_value | 5 | 33 | 13 | 0
PV_curtailment_value | 5 | 33 | 14 | 0
PV_curtailment_value | 5 | 33 | 15 | 0
PV_curtailment_value | 5 | 33 | 16 | 0
PV_curtailment_value | 5 | 33 | 17 | 0
PV_curtailment_value | 5 | 33 | 18 | 0
PV_curtailment_value | 5 | 33 | 19 | 0
PV_curtailment_value | 5 | 33 | 20 | 0
PV_curtailment_value | 5 | 33 | 21 | 0
PV_curtailment_value | 5 | 33 | 22 | 0
PV_curtailment_value | 5 | 33 | 23 | 0
PV_curtailment_value | 5 | 33 | 24 | 0

## Net_load
Variable_name | Index: Buses | Index: Times | Value
Net_load | 1 | 1 | -1.8686
Net_load | 1 | 2 | -1.8027
Net_load | 1 | 3 | -1.7609
Net_load | 1 | 4 | -1.7352
Net_load | 1 | 5 | -1.7434
Net_load | 1 | 6 | -1.8144
Net_load | 1 | 7 | -1.8216
Net_load | 1 | 8 | -1.5248
Net_load | 1 | 9 | -1.4305
Net_load | 1 | 10 | -1.2304
Net_load | 1 | 11 | -1.2712
Net_load | 1 | 12 | -1.1121
Net_load | 1 | 13 | -0.78672
Net_load | 1 | 14 | -1.0647
Net_load | 1 | 15 | -0.7601
Net_load | 1 | 16 | -0.99871
Net_load | 1 | 17 | -1.3255
Net_load | 1 | 18 | -1.7247
Net_load | 1 | 19 | -2.1846
Net_load | 1 | 20 | -2.339
Net_load | 1 | 21 | -2.2472
Net_load | 1 | 22 | -2.1776
Net_load | 1 | 23 | -2.0404
Net_load | 1 | 24 | -2.0105
Net_load | 2 | 1 | 0.052519
Net_load | 2 | 2 | 0.04966
Net_load | 2 | 3 | 0.047966
Net_load | 2 | 4 | 0.046886
Net_load | 2 | 5 | 0.047518
Net_load | 2 | 6 | 0.050378
Net_load | 2 | 7 | 0.055704
Net_load | 2 | 8 | 0.06461
Net_load | 2 | 9 | 0.077992
Net_load | 2 | 10 | 0.089813
Net_load | 2 | 11 | 0.096548
Net_load | 2 | 12 | 0.098398
Net_load | 2 | 13 | 0.097728
Net_load | 2 | 14 | 0.099624
Net_load | 2 | 15 | 0.1
Net_load | 2 | 16 | 0.099126
Net_load | 2 | 17 | 0.098088
Net_load | 2 | 18 | 0.094823
Net_load | 2 | 19 | 0.086656
Net_load | 2 | 20 | 0.082451
Net_load | 2 | 21 | 0.076314
Net_load | 2 | 22 | 0.068747
Net_load | 2 | 23 | 0.061037
Net_load | 2 | 24 | 0.057274
Net_load | 3 | 1 | 0.047267
Net_load | 3 | 2 | 0.044694
Net_load | 3 | 3 | 0.043169
Net_load | 3 | 4 | 0.042198
Net_load | 3 | 5 | 0.042766
Net_load | 3 | 6 | 0.045341
Net_load | 3 | 7 | 0.050134
Net_load | 3 | 8 | 0.058149
Net_load | 3 | 9 | 0.070192
Net_load | 3 | 10 | 0.080832
Net_load | 3 | 11 | 0.086893
Net_load | 3 | 12 | 0.088558
Net_load | 3 | 13 | 0.087955
Net_load | 3 | 14 | 0.089662
Net_load | 3 | 15 | 0.09
Net_load | 3 | 16 | 0.089213
Net_load | 3 | 17 | 0.088279
Net_load | 3 | 18 | 0.085341
Net_load | 3 | 19 | 0.07799
Net_load | 3 | 20 | 0.074206
Net_load | 3 | 21 | 0.068683
Net_load | 3 | 22 | 0.061873
Net_load | 3 | 23 | 0.054933
Net_load | 3 | 24 | 0.051546
Net_load | 4 | 1 | 0.063022
Net_load | 4 | 2 | 0.059592
Net_load | 4 | 3 | 0.057559
Net_load | 4 | 4 | 0.056264
Net_load | 4 | 5 | 0.057022
Net_load | 4 | 6 | 0.060454
Net_load | 4 | 7 | 0.066845
Net_load | 4 | 8 | 0.077532
Net_load | 4 | 9 | 0.09359
Net_load | 4 | 10 | 0.10778
Net_load | 4 | 11 | 0.11586
Net_load | 4 | 12 | 0.11808
Net_load | 4 | 13 | 0.11727
Net_load | 4 | 14 | 0.11955
Net_load | 4 | 15 | 0.12
Net_load | 4 | 16 | 0.11895
Net_load | 4 | 17 | 0.11771
Net_load | 4 | 18 | 0.11379
Net_load | 4 | 19 | 0.10399
Net_load | 4 | 20 | 0.098941
Net_load | 4 | 21 | 0.091577
Net_load | 4 | 22 | 0.082497
Net_load | 4 | 23 | 0.073244
Net_load | 4 | 24 | 0.068728
Net_load | 5 | 1 | 0.031511
Net_load | 5 | 2 | 0.029796
Net_load | 5 | 3 | 0.028779
Net_load | 5 | 4 | 0.028132
Net_load | 5 | 5 | 0.028511
Net_load | 5 | 6 | 0.030227
Net_load | 5 | 7 | 0.033422
Net_load | 5 | 8 | 0.038766
Net_load | 5 | 9 | 0.046795
Net_load | 5 | 10 | 0.053888
Net_load | 5 | 11 | 0.057929
Net_load | 5 | 12 | 0.059039
Net_load | 5 | 13 | 0.058637
Net_load | 5 | 14 | 0.059774
Net_load | 5 | 15 | 0.06
Net_load | 5 | 16 | 0.059475
Net_load | 5 | 17 | 0.058853
Net_load | 5 | 18 | 0.056894
Net_load | 5 | 19 | 0.051994
Net_load | 5 | 20 | 0.04947
Net_load | 5 | 21 | 0.045788
Net_load | 5 | 22 | 0.041248
Net_load | 5 | 23 | 0.036622
Net_load | 5 | 24 | 0.034364
Net_load | 6 | 1 | 0.031511
Net_load | 6 | 2 | 0.029796
Net_load | 6 | 3 | 0.028779
Net_load | 6 | 4 | 0.028132
Net_load | 6 | 5 | 0.028511
Net_load | 6 | 6 | 0.030227
Net_load | 6 | 7 | 0.033422
Net_load | 6 | 8 | 0.038766
Net_load | 6 | 9 | 0.046795
Net_load | 6 | 10 | 0.053888
Net_load | 6 | 11 | 0.057929
Net_load | 6 | 12 | 0.059039
Net_load | 6 | 13 | 0.058637
Net_load | 6 | 14 | 0.059774
Net_load | 6 | 15 | 0.06
Net_load | 6 | 16 | 0.059475
Net_load | 6 | 17 | 0.058853
Net_load | 6 | 18 | 0.056894
Net_load | 6 | 19 | 0.051994
Net_load | 6 | 20 | 0.04947
Net_load | 6 | 21 | 0.045788
Net_load | 6 | 22 | 0.041248
Net_load | 6 | 23 | 0.036622
Net_load | 6 | 24 | 0.034364
Net_load | 7 | 1 | 0.068084
Net_load | 7 | 2 | 0.065811
Net_load | 7 | 3 | 0.064353
Net_load | 7 | 4 | 0.063804
Net_load | 7 | 5 | 0.063425
Net_load | 7 | 6 | 0.065785
Net_load | 7 | 7 | 0.07451
Net_load | 7 | 8 | 0.09704
Net_load | 7 | 9 | 0.1513
Net_load | 7 | 10 | 0.18996
Net_load | 7 | 11 | 0.19896
Net_load | 7 | 12 | 0.19811
Net_load | 7 | 13 | 0.1925
Net_load | 7 | 14 | 0.2
Net_load | 7 | 15 | 0.19263
Net_load | 7 | 16 | 0.17493
Net_load | 7 | 17 | 0.14739
Net_load | 7 | 18 | 0.11794
Net_load | 7 | 19 | 0.10243
Net_load | 7 | 20 | 0.095582
Net_load | 7 | 21 | 0.089221
Net_load | 7 | 22 | 0.081389
Net_load | 7 | 23 | 0.073475
Net_load | 7 | 24 | 0.070583
Net_load | 8 | 1 | 0.068084
Net_load | 8 | 2 | 0.065811
Net_load | 8 | 3 | 0.064353
Net_load | 8 | 4 | 0.063804
Net_load | 8 | 5 | 0.063425
Net_load | 8 | 6 | 0.065785
Net_load | 8 | 7 | 0.07451
Net_load | 8 | 8 | 0.09704
Net_load | 8 | 9 | 0.1513
Net_load | 8 | 10 | 0.18996
Net_load | 8 | 11 | 0.19896
Net_load | 8 | 12 | 0.19811
Net_load | 8 | 13 | 0.1925
Net_load | 8 | 14 | 0.2
Net_load | 8 | 15 | 0.19263
Net_load | 8 | 16 | 0.17493
Net_load | 8 | 17 | 0.14739
Net_load | 8 | 18 | 0.11794
Net_load | 8 | 19 | 0.10243
Net_load | 8 | 20 | 0.095582
Net_load | 8 | 21 | 0.089221
Net_load | 8 | 22 | 0.081389
Net_load | 8 | 23 | 0.073475
Net_load | 8 | 24 | 0.070583
Net_load | 9 | 1 | 0.031511
Net_load | 9 | 2 | 0.029796
Net_load | 9 | 3 | 0.028779
Net_load | 9 | 4 | 0.028132
Net_load | 9 | 5 | 0.028511
Net_load | 9 | 6 | 0.030227
Net_load | 9 | 7 | 0.033422
Net_load | 9 | 8 | 0.038766
Net_load | 9 | 9 | 0.046795
Net_load | 9 | 10 | 0.053888
Net_load | 9 | 11 | 0.057929
Net_load | 9 | 12 | 0.059039
Net_load | 9 | 13 | 0.058637
Net_load | 9 | 14 | 0.059774
Net_load | 9 | 15 | 0.06
Net_load | 9 | 16 | 0.059475
Net_load | 9 | 17 | 0.058853
Net_load | 9 | 18 | 0.056894
Net_load | 9 | 19 | 0.051994
Net_load | 9 | 20 | 0.04947
Net_load | 9 | 21 | 0.045788
Net_load | 9 | 22 | 0.041248
Net_load | 9 | 23 | 0.036622
Net_load | 9 | 24 | 0.034364
Net_load | 10 | 1 | 0.031511
Net_load | 10 | 2 | 0.029796
Net_load | 10 | 3 | 0.028779
Net_load | 10 | 4 | 0.028132
Net_load | 10 | 5 | 0.028511
Net_load | 10 | 6 | 0.030227
Net_load | 10 | 7 | 0.033422
Net_load | 10 | 8 | 0.038766
Net_load | 10 | 9 | 0.046795
Net_load | 10 | 10 | 0.053888
Net_load | 10 | 11 | 0.057929
Net_load | 10 | 12 | 0.059039
Net_load | 10 | 13 | 0.058637
Net_load | 10 | 14 | 0.059774
Net_load | 10 | 15 | 0.06
Net_load | 10 | 16 | 0.059475
Net_load | 10 | 17 | 0.058853
Net_load | 10 | 18 | 0.056894
Net_load | 10 | 19 | 0.051994
Net_load | 10 | 20 | 0.04947
Net_load | 10 | 21 | 0.045788
Net_load | 10 | 22 | 0.041248
Net_load | 10 | 23 | 0.036622
Net_load | 10 | 24 | 0.034364
Net_load | 11 | 1 | 0.023633
Net_load | 11 | 2 | 0.022347
Net_load | 11 | 3 | 0.021585
Net_load | 11 | 4 | 0.021099
Net_load | 11 | 5 | 0.021383
Net_load | 11 | 6 | 0.02267
Net_load | 11 | 7 | 0.025067
Net_load | 11 | 8 | 0.029075
Net_load | 11 | 9 | 0.035096
Net_load | 11 | 10 | 0.040416
Net_load | 11 | 11 | 0.043447
Net_load | 11 | 12 | 0.044279
Net_load | 11 | 13 | 0.043978
Net_load | 11 | 14 | 0.044831
Net_load | 11 | 15 | 0.045
Net_load | 11 | 16 | 0.044607
Net_load | 11 | 17 | 0.04414
Net_load | 11 | 18 | 0.042671
Net_load | 11 | 19 | 0.038995
Net_load | 11 | 20 | 0.037103
Net_load | 11 | 21 | 0.034341
Net_load | 11 | 22 | 0.030936
Net_load | 11 | 23 | 0.027466
Net_load | 11 | 24 | 0.025773
Net_load | 12 | 1 | 0.031511
Net_load | 12 | 2 | 0.029796
Net_load | 12 | 3 | 0.028779
Net_load | 12 | 4 | 0.028132
Net_load | 12 | 5 | 0.028511
Net_load | 12 | 6 | 0.030227
Net_load | 12 | 7 | -0.0087351
Net_load | 12 | 8 | -0.16727
Net_load | 12 | 9 | -0.35391
Net_load | 12 | 10 | -0.51818
Net_load | 12 | 11 | -0.54868
Net_load | 12 | 12 | -0.59245
Net_load | 12 | 13 | -0.64284
Net_load | 12 | 14 | -0.6078
Net_load | 12 | 15 | -0.683
Net_load | 12 | 16 | -0.59411
Net_load | 12 | 17 | -0.47014
Net_load | 12 | 18 | -0.30183
Net_load | 12 | 19 | -0.11883
Net_load | 12 | 20 | -0.044764
Net_load | 12 | 21 | -0.024002
Net_load | 12 | 22 | 0.0078767
Net_load | 12 | 23 | 0.021353
Net_load | 12 | 24 | 0.034364
Net_load | 13 | 1 | 0.031511
Net_load | 13 | 2 | 0.029796
Net_load | 13 | 3 | 0.028779
Net_load | 13 | 4 | 0.028132
Net_load | 13 | 5 | 0.028511
Net_load | 13 | 6 | 0.030227
Net_load | 13 | 7 | 0.033422
Net_load | 13 | 8 | 0.038766
Net_load | 13 | 9 | 0.046795
Net_load | 13 | 10 | 0.053888
Net_load | 13 | 11 | 0.057929
Net_load | 13 | 12 | 0.059039
Net_load | 13 | 13 | 0.058637
Net_load | 13 | 14 | 0.059774
Net_load | 13 | 15 | 0.06
Net_load | 13 | 16 | 0.059475
Net_load | 13 | 17 | 0.058853
Net_load | 13 | 18 | 0.056894
Net_load | 13 | 19 | 0.051994
Net_load | 13 | 20 | 0.04947
Net_load | 13 | 21 | 0.045788
Net_load | 13 | 22 | 0.041248
Net_load | 13 | 23 | 0.036622
Net_load | 13 | 24 | 0.034364
Net_load | 14 | 1 | 0.063022
Net_load | 14 | 2 | 0.059592
Net_load | 14 | 3 | 0.057559
Net_load | 14 | 4 | 0.056264
Net_load | 14 | 5 | 0.057022
Net_load | 14 | 6 | 0.060454
Net_load | 14 | 7 | 0.066845
Net_load | 14 | 8 | 0.077532
Net_load | 14 | 9 | 0.09359
Net_load | 14 | 10 | 0.10778
Net_load | 14 | 11 | 0.11586
Net_load | 14 | 12 | 0.11808
Net_load | 14 | 13 | 0.11727
Net_load | 14 | 14 | 0.11955
Net_load | 14 | 15 | 0.12
Net_load | 14 | 16 | 0.11895
Net_load | 14 | 17 | 0.11771
Net_load | 14 | 18 | 0.11379
Net_load | 14 | 19 | 0.10399
Net_load | 14 | 20 | 0.098941
Net_load | 14 | 21 | 0.091577
Net_load | 14 | 22 | 0.082497
Net_load | 14 | 23 | 0.073244
Net_load | 14 | 24 | 0.068728
Net_load | 15 | 1 | 0.031511
Net_load | 15 | 2 | 0.029796
Net_load | 15 | 3 | 0.028779
Net_load | 15 | 4 | 0.028132
Net_load | 15 | 5 | 0.028511
Net_load | 15 | 6 | 0.030227
Net_load | 15 | 7 | 0.033422
Net_load | 15 | 8 | 0.038766
Net_load | 15 | 9 | 0.046795
Net_load | 15 | 10 | 0.053888
Net_load | 15 | 11 | 0.057929
Net_load | 15 | 12 | 0.059039
Net_load | 15 | 13 | 0.058637
Net_load | 15 | 14 | 0.059774
Net_load | 15 | 15 | 0.06
Net_load | 15 | 16 | 0.059475
Net_load | 15 | 17 | 0.058853
Net_load | 15 | 18 | 0.056894
Net_load | 15 | 19 | 0.051994
Net_load | 15 | 20 | 0.04947
Net_load | 15 | 21 | 0.045788
Net_load | 15 | 22 | 0.041248
Net_load | 15 | 23 | 0.036622
Net_load | 15 | 24 | 0.034364
Net_load | 16 | 1 | 0.031511
Net_load | 16 | 2 | 0.029796
Net_load | 16 | 3 | 0.028779
Net_load | 16 | 4 | 0.028132
Net_load | 16 | 5 | 0.028511
Net_load | 16 | 6 | 0.030227
Net_load | 16 | 7 | 0.033422
Net_load | 16 | 8 | 0.038766
Net_load | 16 | 9 | 0.046795
Net_load | 16 | 10 | 0.053888
Net_load | 16 | 11 | 0.057929
Net_load | 16 | 12 | 0.059039
Net_load | 16 | 13 | 0.058637
Net_load | 16 | 14 | 0.059774
Net_load | 16 | 15 | 0.06
Net_load | 16 | 16 | 0.059475
Net_load | 16 | 17 | 0.058853
Net_load | 16 | 18 | 0.056894
Net_load | 16 | 19 | 0.051994
Net_load | 16 | 20 | 0.04947
Net_load | 16 | 21 | 0.045788
Net_load | 16 | 22 | 0.041248
Net_load | 16 | 23 | 0.036622
Net_load | 16 | 24 | 0.034364
Net_load | 17 | 1 | 0.031511
Net_load | 17 | 2 | 0.029796
Net_load | 17 | 3 | 0.028779
Net_load | 17 | 4 | 0.028132
Net_load | 17 | 5 | 0.028511
Net_load | 17 | 6 | 0.030227
Net_load | 17 | 7 | 0.033422
Net_load | 17 | 8 | 0.038766
Net_load | 17 | 9 | 0.046795
Net_load | 17 | 10 | 0.053888
Net_load | 17 | 11 | 0.057929
Net_load | 17 | 12 | 0.059039
Net_load | 17 | 13 | 0.058637
Net_load | 17 | 14 | 0.059774
Net_load | 17 | 15 | 0.06
Net_load | 17 | 16 | 0.059475
Net_load | 17 | 17 | 0.058853
Net_load | 17 | 18 | 0.056894
Net_load | 17 | 19 | 0.051994
Net_load | 17 | 20 | 0.04947
Net_load | 17 | 21 | 0.045788
Net_load | 17 | 22 | 0.041248
Net_load | 17 | 23 | 0.036622
Net_load | 17 | 24 | 0.034364
Net_load | 18 | 1 | 0.047267
Net_load | 18 | 2 | 0.044694
Net_load | 18 | 3 | 0.043169
Net_load | 18 | 4 | 0.042198
Net_load | 18 | 5 | 0.042766
Net_load | 18 | 6 | 0.045341
Net_load | 18 | 7 | 0.050134
Net_load | 18 | 8 | 0.058149
Net_load | 18 | 9 | 0.070192
Net_load | 18 | 10 | 0.080832
Net_load | 18 | 11 | 0.086893
Net_load | 18 | 12 | 0.088558
Net_load | 18 | 13 | 0.087955
Net_load | 18 | 14 | 0.089662
Net_load | 18 | 15 | 0.09
Net_load | 18 | 16 | 0.089213
Net_load | 18 | 17 | 0.088279
Net_load | 18 | 18 | 0.085341
Net_load | 18 | 19 | 0.07799
Net_load | 18 | 20 | 0.074206
Net_load | 18 | 21 | 0.068683
Net_load | 18 | 22 | 0.061873
Net_load | 18 | 23 | 0.054933
Net_load | 18 | 24 | 0.051546
Net_load | 19 | 1 | 0.047267
Net_load | 19 | 2 | 0.044694
Net_load | 19 | 3 | 0.043169
Net_load | 19 | 4 | 0.042198
Net_load | 19 | 5 | 0.042766
Net_load | 19 | 6 | 0.045341
Net_load | 19 | 7 | 0.050134
Net_load | 19 | 8 | 0.058149
Net_load | 19 | 9 | 0.070192
Net_load | 19 | 10 | 0.080832
Net_load | 19 | 11 | 0.086893
Net_load | 19 | 12 | 0.088558
Net_load | 19 | 13 | 0.087955
Net_load | 19 | 14 | 0.089662
Net_load | 19 | 15 | 0.09
Net_load | 19 | 16 | 0.089213
Net_load | 19 | 17 | 0.088279
Net_load | 19 | 18 | 0.085341
Net_load | 19 | 19 | 0.07799
Net_load | 19 | 20 | 0.074206
Net_load | 19 | 21 | 0.068683
Net_load | 19 | 22 | 0.061873
Net_load | 19 | 23 | 0.054933
Net_load | 19 | 24 | 0.051546
Net_load | 20 | 1 | 0.047267
Net_load | 20 | 2 | 0.044694
Net_load | 20 | 3 | 0.043169
Net_load | 20 | 4 | 0.042198
Net_load | 20 | 5 | 0.042766
Net_load | 20 | 6 | 0.045341
Net_load | 20 | 7 | 0.0079761
Net_load | 20 | 8 | -0.14789
Net_load | 20 | 9 | -0.33052
Net_load | 20 | 10 | -0.49124
Net_load | 20 | 11 | -0.51971
Net_load | 20 | 12 | -0.56294
Net_load | 20 | 13 | -0.61352
Net_load | 20 | 14 | -0.57792
Net_load | 20 | 15 | -0.653
Net_load | 20 | 16 | -0.56437
Net_load | 20 | 17 | -0.44071
Net_load | 20 | 18 | -0.27339
Net_load | 20 | 19 | -0.092836
Net_load | 20 | 20 | -0.020029
Net_load | 20 | 21 | -0.0011075
Net_load | 20 | 22 | 0.028501
Net_load | 20 | 23 | 0.039664
Net_load | 20 | 24 | 0.051546
Net_load | 21 | 1 | 0.047267
Net_load | 21 | 2 | 0.044694
Net_load | 21 | 3 | 0.043169
Net_load | 21 | 4 | 0.042198
Net_load | 21 | 5 | 0.042766
Net_load | 21 | 6 | 0.045341
Net_load | 21 | 7 | 0.050134
Net_load | 21 | 8 | 0.058149
Net_load | 21 | 9 | 0.070192
Net_load | 21 | 10 | 0.080832
Net_load | 21 | 11 | 0.086893
Net_load | 21 | 12 | 0.088558
Net_load | 21 | 13 | 0.087955
Net_load | 21 | 14 | 0.089662
Net_load | 21 | 15 | 0.09
Net_load | 21 | 16 | 0.089213
Net_load | 21 | 17 | 0.088279
Net_load | 21 | 18 | 0.085341
Net_load | 21 | 19 | 0.07799
Net_load | 21 | 20 | 0.074206
Net_load | 21 | 21 | 0.068683
Net_load | 21 | 22 | 0.061873
Net_load | 21 | 23 | 0.054933
Net_load | 21 | 24 | 0.051546
Net_load | 22 | 1 | 0.047267
Net_load | 22 | 2 | 0.044694
Net_load | 22 | 3 | 0.043169
Net_load | 22 | 4 | 0.042198
Net_load | 22 | 5 | 0.042766
Net_load | 22 | 6 | 0.045341
Net_load | 22 | 7 | 0.050134
Net_load | 22 | 8 | 0.058149
Net_load | 22 | 9 | 0.070192
Net_load | 22 | 10 | 0.080832
Net_load | 22 | 11 | 0.086893
Net_load | 22 | 12 | 0.088558
Net_load | 22 | 13 | 0.087955
Net_load | 22 | 14 | 0.089662
Net_load | 22 | 15 | 0.09
Net_load | 22 | 16 | 0.089213
Net_load | 22 | 17 | 0.088279
Net_load | 22 | 18 | 0.085341
Net_load | 22 | 19 | 0.07799
Net_load | 22 | 20 | 0.074206
Net_load | 22 | 21 | 0.068683
Net_load | 22 | 22 | 0.061873
Net_load | 22 | 23 | 0.054933
Net_load | 22 | 24 | 0.051546
Net_load | 23 | 1 | 0.047267
Net_load | 23 | 2 | 0.044694
Net_load | 23 | 3 | 0.043169
Net_load | 23 | 4 | 0.042198
Net_load | 23 | 5 | 0.042766
Net_load | 23 | 6 | 0.045341
Net_load | 23 | 7 | 0.0079761
Net_load | 23 | 8 | -0.14789
Net_load | 23 | 9 | -0.33052
Net_load | 23 | 10 | -0.49124
Net_load | 23 | 11 | -0.51971
Net_load | 23 | 12 | -0.56294
Net_load | 23 | 13 | -0.61352
Net_load | 23 | 14 | -0.57792
Net_load | 23 | 15 | -0.653
Net_load | 23 | 16 | -0.56437
Net_load | 23 | 17 | -0.44071
Net_load | 23 | 18 | -0.27339
Net_load | 23 | 19 | -0.092836
Net_load | 23 | 20 | -0.020029
Net_load | 23 | 21 | -0.0011075
Net_load | 23 | 22 | 0.028501
Net_load | 23 | 23 | 0.039664
Net_load | 23 | 24 | 0.051546
Net_load | 24 | 1 | 0.25319
Net_load | 24 | 2 | 0.25413
Net_load | 24 | 3 | 0.25363
Net_load | 24 | 4 | 0.2528
Net_load | 24 | 5 | 0.25166
Net_load | 24 | 6 | 0.253
Net_load | 24 | 7 | 0.26794
Net_load | 24 | 8 | 0.30836
Net_load | 24 | 9 | 0.38548
Net_load | 24 | 10 | 0.41662
Net_load | 24 | 11 | 0.41745
Net_load | 24 | 12 | 0.41306
Net_load | 24 | 13 | 0.37347
Net_load | 24 | 14 | 0.40518
Net_load | 24 | 15 | 0.42
Net_load | 24 | 16 | 0.41305
Net_load | 24 | 17 | 0.40506
Net_load | 24 | 18 | 0.36662
Net_load | 24 | 19 | 0.33346
Net_load | 24 | 20 | 0.31313
Net_load | 24 | 21 | 0.29491
Net_load | 24 | 22 | 0.28087
Net_load | 24 | 23 | 0.27197
Net_load | 24 | 24 | 0.27033
Net_load | 25 | 1 | 0.25319
Net_load | 25 | 2 | 0.25413
Net_load | 25 | 3 | 0.25363
Net_load | 25 | 4 | 0.2528
Net_load | 25 | 5 | 0.25166
Net_load | 25 | 6 | 0.253
Net_load | 25 | 7 | 0.26794
Net_load | 25 | 8 | 0.30836
Net_load | 25 | 9 | 0.38548
Net_load | 25 | 10 | 0.41662
Net_load | 25 | 11 | 0.41745
Net_load | 25 | 12 | 0.41306
Net_load | 25 | 13 | 0.37347
Net_load | 25 | 14 | 0.40518
Net_load | 25 | 15 | 0.42
Net_load | 25 | 16 | 0.41305
Net_load | 25 | 17 | 0.40506
Net_load | 25 | 18 | 0.36662
Net_load | 25 | 19 | 0.33346
Net_load | 25 | 20 | 0.31313
Net_load | 25 | 21 | 0.29491
Net_load | 25 | 22 | 0.28087
Net_load | 25 | 23 | 0.27197
Net_load | 25 | 24 | 0.27033
Net_load | 26 | 1 | 0.031511
Net_load | 26 | 2 | 0.029796
Net_load | 26 | 3 | 0.028779
Net_load | 26 | 4 | 0.028132
Net_load | 26 | 5 | 0.028511
Net_load | 26 | 6 | 0.030227
Net_load | 26 | 7 | 0.033422
Net_load | 26 | 8 | 0.038766
Net_load | 26 | 9 | 0.046795
Net_load | 26 | 10 | 0.053888
Net_load | 26 | 11 | 0.057929
Net_load | 26 | 12 | 0.059039
Net_load | 26 | 13 | 0.058637
Net_load | 26 | 14 | 0.059774
Net_load | 26 | 15 | 0.06
Net_load | 26 | 16 | 0.059475
Net_load | 26 | 17 | 0.058853
Net_load | 26 | 18 | 0.056894
Net_load | 26 | 19 | 0.051994
Net_load | 26 | 20 | 0.04947
Net_load | 26 | 21 | 0.045788
Net_load | 26 | 22 | 0.041248
Net_load | 26 | 23 | 0.036622
Net_load | 26 | 24 | 0.034364
Net_load | 27 | 1 | 0.031511
Net_load | 27 | 2 | 0.029796
Net_load | 27 | 3 | 0.028779
Net_load | 27 | 4 | 0.028132
Net_load | 27 | 5 | 0.028511
Net_load | 27 | 6 | 0.030227
Net_load | 27 | 7 | 0.033422
Net_load | 27 | 8 | 0.038766
Net_load | 27 | 9 | 0.046795
Net_load | 27 | 10 | 0.053888
Net_load | 27 | 11 | 0.057929
Net_load | 27 | 12 | 0.059039
Net_load | 27 | 13 | 0.058637
Net_load | 27 | 14 | 0.059774
Net_load | 27 | 15 | 0.06
Net_load | 27 | 16 | 0.059475
Net_load | 27 | 17 | 0.058853
Net_load | 27 | 18 | 0.056894
Net_load | 27 | 19 | 0.051994
Net_load | 27 | 20 | 0.04947
Net_load | 27 | 21 | 0.045788
Net_load | 27 | 22 | 0.041248
Net_load | 27 | 23 | 0.036622
Net_load | 27 | 24 | 0.034364
Net_load | 28 | 1 | 0.031511
Net_load | 28 | 2 | 0.029796
Net_load | 28 | 3 | 0.028779
Net_load | 28 | 4 | 0.028132
Net_load | 28 | 5 | 0.028511
Net_load | 28 | 6 | 0.030227
Net_load | 28 | 7 | 0.033422
Net_load | 28 | 8 | 0.038766
Net_load | 28 | 9 | 0.046795
Net_load | 28 | 10 | 0.053888
Net_load | 28 | 11 | 0.057929
Net_load | 28 | 12 | 0.059039
Net_load | 28 | 13 | 0.058637
Net_load | 28 | 14 | 0.059774
Net_load | 28 | 15 | 0.06
Net_load | 28 | 16 | 0.059475
Net_load | 28 | 17 | 0.058853
Net_load | 28 | 18 | 0.056894
Net_load | 28 | 19 | 0.051994
Net_load | 28 | 20 | 0.04947
Net_load | 28 | 21 | 0.045788
Net_load | 28 | 22 | 0.041248
Net_load | 28 | 23 | 0.036622
Net_load | 28 | 24 | 0.034364
Net_load | 29 | 1 | 0.063022
Net_load | 29 | 2 | 0.059592
Net_load | 29 | 3 | 0.057559
Net_load | 29 | 4 | 0.056264
Net_load | 29 | 5 | 0.057022
Net_load | 29 | 6 | 0.060454
Net_load | 29 | 7 | 0.024687
Net_load | 29 | 8 | -0.12851
Net_load | 29 | 9 | -0.30712
Net_load | 29 | 10 | -0.46429
Net_load | 29 | 11 | -0.49075
Net_load | 29 | 12 | -0.53342
Net_load | 29 | 13 | -0.58421
Net_load | 29 | 14 | -0.54803
Net_load | 29 | 15 | -0.623
Net_load | 29 | 16 | -0.53463
Net_load | 29 | 17 | -0.41128
Net_load | 29 | 18 | -0.24494
Net_load | 29 | 19 | -0.066839
Net_load | 29 | 20 | 0.0047063
Net_load | 29 | 21 | 0.021787
Net_load | 29 | 22 | 0.049125
Net_load | 29 | 23 | 0.057975
Net_load | 29 | 24 | 0.068728
Net_load | 30 | 1 | 0.068084
Net_load | 30 | 2 | 0.065811
Net_load | 30 | 3 | 0.064353
Net_load | 30 | 4 | 0.063804
Net_load | 30 | 5 | 0.063425
Net_load | 30 | 6 | 0.065785
Net_load | 30 | 7 | 0.07451
Net_load | 30 | 8 | 0.09704
Net_load | 30 | 9 | 0.1513
Net_load | 30 | 10 | 0.18996
Net_load | 30 | 11 | 0.19896
Net_load | 30 | 12 | 0.19811
Net_load | 30 | 13 | 0.1925
Net_load | 30 | 14 | 0.2
Net_load | 30 | 15 | 0.19263
Net_load | 30 | 16 | 0.17493
Net_load | 30 | 17 | 0.14739
Net_load | 30 | 18 | 0.11794
Net_load | 30 | 19 | 0.10243
Net_load | 30 | 20 | 0.095582
Net_load | 30 | 21 | 0.089221
Net_load | 30 | 22 | 0.081389
Net_load | 30 | 23 | 0.073475
Net_load | 30 | 24 | 0.070583
Net_load | 31 | 1 | 0.051063
Net_load | 31 | 2 | 0.049358
Net_load | 31 | 3 | 0.048265
Net_load | 31 | 4 | 0.047853
Net_load | 31 | 5 | 0.047569
Net_load | 31 | 6 | 0.049339
Net_load | 31 | 7 | 0.055883
Net_load | 31 | 8 | 0.07278
Net_load | 31 | 9 | 0.11348
Net_load | 31 | 10 | 0.14247
Net_load | 31 | 11 | 0.14922
Net_load | 31 | 12 | 0.14858
Net_load | 31 | 13 | 0.14437
Net_load | 31 | 14 | 0.15
Net_load | 31 | 15 | 0.14448
Net_load | 31 | 16 | 0.1312
Net_load | 31 | 17 | 0.11054
Net_load | 31 | 18 | 0.088456
Net_load | 31 | 19 | 0.076819
Net_load | 31 | 20 | 0.071686
Net_load | 31 | 21 | 0.066916
Net_load | 31 | 22 | 0.061042
Net_load | 31 | 23 | 0.055106
Net_load | 31 | 24 | 0.052937
Net_load | 32 | 1 | 0.071489
Net_load | 32 | 2 | 0.069101
Net_load | 32 | 3 | 0.067571
Net_load | 32 | 4 | 0.066994
Net_load | 32 | 5 | 0.066597
Net_load | 32 | 6 | 0.069074
Net_load | 32 | 7 | 0.078236
Net_load | 32 | 8 | 0.10189
Net_load | 32 | 9 | 0.15887
Net_load | 32 | 10 | 0.19946
Net_load | 32 | 11 | 0.20891
Net_load | 32 | 12 | 0.20801
Net_load | 32 | 13 | 0.20212
Net_load | 32 | 14 | 0.21
Net_load | 32 | 15 | 0.20227
Net_load | 32 | 16 | 0.18368
Net_load | 32 | 17 | 0.15476
Net_load | 32 | 18 | 0.12384
Net_load | 32 | 19 | 0.10755
Net_load | 32 | 20 | 0.10036
Net_load | 32 | 21 | 0.093682
Net_load | 32 | 22 | 0.085459
Net_load | 32 | 23 | 0.077149
Net_load | 32 | 24 | 0.074112
Net_load | 33 | 1 | 0.031511
Net_load | 33 | 2 | 0.029796
Net_load | 33 | 3 | 0.028779
Net_load | 33 | 4 | 0.028132
Net_load | 33 | 5 | 0.028511
Net_load | 33 | 6 | 0.030227
Net_load | 33 | 7 | 0.033422
Net_load | 33 | 8 | 0.038766
Net_load | 33 | 9 | 0.046795
Net_load | 33 | 10 | 0.053888
Net_load | 33 | 11 | 0.057929
Net_load | 33 | 12 | 0.059039
Net_load | 33 | 13 | 0.058637
Net_load | 33 | 14 | 0.059774
Net_load | 33 | 15 | 0.06
Net_load | 33 | 16 | 0.059475
Net_load | 33 | 17 | 0.058853
Net_load | 33 | 18 | 0.056894
Net_load | 33 | 19 | 0.051994
Net_load | 33 | 20 | 0.04947
Net_load | 33 | 21 | 0.045788
Net_load | 33 | 22 | 0.041248
Net_load | 33 | 23 | 0.036622
Net_load | 33 | 24 | 0.034364

## P_gen_MW
Variable_name | Index: Gens | Index: Buses | Index: Times | Value
P_gen_MW | 1 | 1 | 1 | 1.8686
P_gen_MW | 1 | 1 | 2 | 1.8027
P_gen_MW | 1 | 1 | 3 | 1.7609
P_gen_MW | 1 | 1 | 4 | 1.7352
P_gen_MW | 1 | 1 | 5 | 1.7434
P_gen_MW | 1 | 1 | 6 | 1.8144
P_gen_MW | 1 | 1 | 7 | 1.8216
P_gen_MW | 1 | 1 | 8 | 1.5248
P_gen_MW | 1 | 1 | 9 | 1.4305
P_gen_MW | 1 | 1 | 10 | 1.2304
P_gen_MW | 1 | 1 | 11 | 1.2712
P_gen_MW | 1 | 1 | 12 | 1.1121
P_gen_MW | 1 | 1 | 13 | 0.78672
P_gen_MW | 1 | 1 | 14 | 1.0647
P_gen_MW | 1 | 1 | 15 | 0.7601
P_gen_MW | 1 | 1 | 16 | 0.99871
P_gen_MW | 1 | 1 | 17 | 1.3255
P_gen_MW | 1 | 1 | 18 | 1.7247
P_gen_MW | 1 | 1 | 19 | 2.1846
P_gen_MW | 1 | 1 | 20 | 2.339
P_gen_MW | 1 | 1 | 21 | 2.2472
P_gen_MW | 1 | 1 | 22 | 2.1776
P_gen_MW | 1 | 1 | 23 | 2.0404
P_gen_MW | 1 | 1 | 24 | 2.0105
P_gen_MW | 1 | 2 | 1 | 0
P_gen_MW | 1 | 2 | 2 | 0
P_gen_MW | 1 | 2 | 3 | 0
P_gen_MW | 1 | 2 | 4 | 0
P_gen_MW | 1 | 2 | 5 | 0
P_gen_MW | 1 | 2 | 6 | 0
P_gen_MW | 1 | 2 | 7 | 0
P_gen_MW | 1 | 2 | 8 | 0
P_gen_MW | 1 | 2 | 9 | 0
P_gen_MW | 1 | 2 | 10 | 0
P_gen_MW | 1 | 2 | 11 | 0
P_gen_MW | 1 | 2 | 12 | 0
P_gen_MW | 1 | 2 | 13 | 0
P_gen_MW | 1 | 2 | 14 | 0
P_gen_MW | 1 | 2 | 15 | 0
P_gen_MW | 1 | 2 | 16 | 0
P_gen_MW | 1 | 2 | 17 | 0
P_gen_MW | 1 | 2 | 18 | 0
P_gen_MW | 1 | 2 | 19 | 0
P_gen_MW | 1 | 2 | 20 | 0
P_gen_MW | 1 | 2 | 21 | 0
P_gen_MW | 1 | 2 | 22 | 0
P_gen_MW | 1 | 2 | 23 | 0
P_gen_MW | 1 | 2 | 24 | 0
P_gen_MW | 1 | 3 | 1 | 0
P_gen_MW | 1 | 3 | 2 | 0
P_gen_MW | 1 | 3 | 3 | 0
P_gen_MW | 1 | 3 | 4 | 0
P_gen_MW | 1 | 3 | 5 | 0
P_gen_MW | 1 | 3 | 6 | 0
P_gen_MW | 1 | 3 | 7 | 0
P_gen_MW | 1 | 3 | 8 | 0
P_gen_MW | 1 | 3 | 9 | 0
P_gen_MW | 1 | 3 | 10 | 0
P_gen_MW | 1 | 3 | 11 | 0
P_gen_MW | 1 | 3 | 12 | 0
P_gen_MW | 1 | 3 | 13 | 0
P_gen_MW | 1 | 3 | 14 | 0
P_gen_MW | 1 | 3 | 15 | 0
P_gen_MW | 1 | 3 | 16 | 0
P_gen_MW | 1 | 3 | 17 | 0
P_gen_MW | 1 | 3 | 18 | 0
P_gen_MW | 1 | 3 | 19 | 0
P_gen_MW | 1 | 3 | 20 | 0
P_gen_MW | 1 | 3 | 21 | 0
P_gen_MW | 1 | 3 | 22 | 0
P_gen_MW | 1 | 3 | 23 | 0
P_gen_MW | 1 | 3 | 24 | 0
P_gen_MW | 1 | 4 | 1 | 0
P_gen_MW | 1 | 4 | 2 | 0
P_gen_MW | 1 | 4 | 3 | 0
P_gen_MW | 1 | 4 | 4 | 0
P_gen_MW | 1 | 4 | 5 | 0
P_gen_MW | 1 | 4 | 6 | 0
P_gen_MW | 1 | 4 | 7 | 0
P_gen_MW | 1 | 4 | 8 | 0
P_gen_MW | 1 | 4 | 9 | 0
P_gen_MW | 1 | 4 | 10 | 0
P_gen_MW | 1 | 4 | 11 | 0
P_gen_MW | 1 | 4 | 12 | 0
P_gen_MW | 1 | 4 | 13 | 0
P_gen_MW | 1 | 4 | 14 | 0
P_gen_MW | 1 | 4 | 15 | 0
P_gen_MW | 1 | 4 | 16 | 0
P_gen_MW | 1 | 4 | 17 | 0
P_gen_MW | 1 | 4 | 18 | 0
P_gen_MW | 1 | 4 | 19 | 0
P_gen_MW | 1 | 4 | 20 | 0
P_gen_MW | 1 | 4 | 21 | 0
P_gen_MW | 1 | 4 | 22 | 0
P_gen_MW | 1 | 4 | 23 | 0
P_gen_MW | 1 | 4 | 24 | 0
P_gen_MW | 1 | 5 | 1 | 0
P_gen_MW | 1 | 5 | 2 | 0
P_gen_MW | 1 | 5 | 3 | 0
P_gen_MW | 1 | 5 | 4 | 0
P_gen_MW | 1 | 5 | 5 | 0
P_gen_MW | 1 | 5 | 6 | 0
P_gen_MW | 1 | 5 | 7 | 0
P_gen_MW | 1 | 5 | 8 | 0
P_gen_MW | 1 | 5 | 9 | 0
P_gen_MW | 1 | 5 | 10 | 0
P_gen_MW | 1 | 5 | 11 | 0
P_gen_MW | 1 | 5 | 12 | 0
P_gen_MW | 1 | 5 | 13 | 0
P_gen_MW | 1 | 5 | 14 | 0
P_gen_MW | 1 | 5 | 15 | 0
P_gen_MW | 1 | 5 | 16 | 0
P_gen_MW | 1 | 5 | 17 | 0
P_gen_MW | 1 | 5 | 18 | 0
P_gen_MW | 1 | 5 | 19 | 0
P_gen_MW | 1 | 5 | 20 | 0
P_gen_MW | 1 | 5 | 21 | 0
P_gen_MW | 1 | 5 | 22 | 0
P_gen_MW | 1 | 5 | 23 | 0
P_gen_MW | 1 | 5 | 24 | 0
P_gen_MW | 1 | 6 | 1 | 0
P_gen_MW | 1 | 6 | 2 | 0
P_gen_MW | 1 | 6 | 3 | 0
P_gen_MW | 1 | 6 | 4 | 0
P_gen_MW | 1 | 6 | 5 | 0
P_gen_MW | 1 | 6 | 6 | 0
P_gen_MW | 1 | 6 | 7 | 0
P_gen_MW | 1 | 6 | 8 | 0
P_gen_MW | 1 | 6 | 9 | 0
P_gen_MW | 1 | 6 | 10 | 0
P_gen_MW | 1 | 6 | 11 | 0
P_gen_MW | 1 | 6 | 12 | 0
P_gen_MW | 1 | 6 | 13 | 0
P_gen_MW | 1 | 6 | 14 | 0
P_gen_MW | 1 | 6 | 15 | 0
P_gen_MW | 1 | 6 | 16 | 0
P_gen_MW | 1 | 6 | 17 | 0
P_gen_MW | 1 | 6 | 18 | 0
P_gen_MW | 1 | 6 | 19 | 0
P_gen_MW | 1 | 6 | 20 | 0
P_gen_MW | 1 | 6 | 21 | 0
P_gen_MW | 1 | 6 | 22 | 0
P_gen_MW | 1 | 6 | 23 | 0
P_gen_MW | 1 | 6 | 24 | 0
P_gen_MW | 1 | 7 | 1 | 0
P_gen_MW | 1 | 7 | 2 | 0
P_gen_MW | 1 | 7 | 3 | 0
P_gen_MW | 1 | 7 | 4 | 0
P_gen_MW | 1 | 7 | 5 | 0
P_gen_MW | 1 | 7 | 6 | 0
P_gen_MW | 1 | 7 | 7 | 0
P_gen_MW | 1 | 7 | 8 | 0
P_gen_MW | 1 | 7 | 9 | 0
P_gen_MW | 1 | 7 | 10 | 0
P_gen_MW | 1 | 7 | 11 | 0
P_gen_MW | 1 | 7 | 12 | 0
P_gen_MW | 1 | 7 | 13 | 0
P_gen_MW | 1 | 7 | 14 | 0
P_gen_MW | 1 | 7 | 15 | 0
P_gen_MW | 1 | 7 | 16 | 0
P_gen_MW | 1 | 7 | 17 | 0
P_gen_MW | 1 | 7 | 18 | 0
P_gen_MW | 1 | 7 | 19 | 0
P_gen_MW | 1 | 7 | 20 | 0
P_gen_MW | 1 | 7 | 21 | 0
P_gen_MW | 1 | 7 | 22 | 0
P_gen_MW | 1 | 7 | 23 | 0
P_gen_MW | 1 | 7 | 24 | 0
P_gen_MW | 1 | 8 | 1 | 0
P_gen_MW | 1 | 8 | 2 | 0
P_gen_MW | 1 | 8 | 3 | 0
P_gen_MW | 1 | 8 | 4 | 0
P_gen_MW | 1 | 8 | 5 | 0
P_gen_MW | 1 | 8 | 6 | 0
P_gen_MW | 1 | 8 | 7 | 0
P_gen_MW | 1 | 8 | 8 | 0
P_gen_MW | 1 | 8 | 9 | 0
P_gen_MW | 1 | 8 | 10 | 0
P_gen_MW | 1 | 8 | 11 | 0
P_gen_MW | 1 | 8 | 12 | 0
P_gen_MW | 1 | 8 | 13 | 0
P_gen_MW | 1 | 8 | 14 | 0
P_gen_MW | 1 | 8 | 15 | 0
P_gen_MW | 1 | 8 | 16 | 0
P_gen_MW | 1 | 8 | 17 | 0
P_gen_MW | 1 | 8 | 18 | 0
P_gen_MW | 1 | 8 | 19 | 0
P_gen_MW | 1 | 8 | 20 | 0
P_gen_MW | 1 | 8 | 21 | 0
P_gen_MW | 1 | 8 | 22 | 0
P_gen_MW | 1 | 8 | 23 | 0
P_gen_MW | 1 | 8 | 24 | 0
P_gen_MW | 1 | 9 | 1 | 0
P_gen_MW | 1 | 9 | 2 | 0
P_gen_MW | 1 | 9 | 3 | 0
P_gen_MW | 1 | 9 | 4 | 0
P_gen_MW | 1 | 9 | 5 | 0
P_gen_MW | 1 | 9 | 6 | 0
P_gen_MW | 1 | 9 | 7 | 0
P_gen_MW | 1 | 9 | 8 | 0
P_gen_MW | 1 | 9 | 9 | 0
P_gen_MW | 1 | 9 | 10 | 0
P_gen_MW | 1 | 9 | 11 | 0
P_gen_MW | 1 | 9 | 12 | 0
P_gen_MW | 1 | 9 | 13 | 0
P_gen_MW | 1 | 9 | 14 | 0
P_gen_MW | 1 | 9 | 15 | 0
P_gen_MW | 1 | 9 | 16 | 0
P_gen_MW | 1 | 9 | 17 | 0
P_gen_MW | 1 | 9 | 18 | 0
P_gen_MW | 1 | 9 | 19 | 0
P_gen_MW | 1 | 9 | 20 | 0
P_gen_MW | 1 | 9 | 21 | 0
P_gen_MW | 1 | 9 | 22 | 0
P_gen_MW | 1 | 9 | 23 | 0
P_gen_MW | 1 | 9 | 24 | 0
P_gen_MW | 1 | 10 | 1 | 0
P_gen_MW | 1 | 10 | 2 | 0
P_gen_MW | 1 | 10 | 3 | 0
P_gen_MW | 1 | 10 | 4 | 0
P_gen_MW | 1 | 10 | 5 | 0
P_gen_MW | 1 | 10 | 6 | 0
P_gen_MW | 1 | 10 | 7 | 0
P_gen_MW | 1 | 10 | 8 | 0
P_gen_MW | 1 | 10 | 9 | 0
P_gen_MW | 1 | 10 | 10 | 0
P_gen_MW | 1 | 10 | 11 | 0
P_gen_MW | 1 | 10 | 12 | 0
P_gen_MW | 1 | 10 | 13 | 0
P_gen_MW | 1 | 10 | 14 | 0
P_gen_MW | 1 | 10 | 15 | 0
P_gen_MW | 1 | 10 | 16 | 0
P_gen_MW | 1 | 10 | 17 | 0
P_gen_MW | 1 | 10 | 18 | 0
P_gen_MW | 1 | 10 | 19 | 0
P_gen_MW | 1 | 10 | 20 | 0
P_gen_MW | 1 | 10 | 21 | 0
P_gen_MW | 1 | 10 | 22 | 0
P_gen_MW | 1 | 10 | 23 | 0
P_gen_MW | 1 | 10 | 24 | 0
P_gen_MW | 1 | 11 | 1 | 0
P_gen_MW | 1 | 11 | 2 | 0
P_gen_MW | 1 | 11 | 3 | 0
P_gen_MW | 1 | 11 | 4 | 0
P_gen_MW | 1 | 11 | 5 | 0
P_gen_MW | 1 | 11 | 6 | 0
P_gen_MW | 1 | 11 | 7 | 0
P_gen_MW | 1 | 11 | 8 | 0
P_gen_MW | 1 | 11 | 9 | 0
P_gen_MW | 1 | 11 | 10 | 0
P_gen_MW | 1 | 11 | 11 | 0
P_gen_MW | 1 | 11 | 12 | 0
P_gen_MW | 1 | 11 | 13 | 0
P_gen_MW | 1 | 11 | 14 | 0
P_gen_MW | 1 | 11 | 15 | 0
P_gen_MW | 1 | 11 | 16 | 0
P_gen_MW | 1 | 11 | 17 | 0
P_gen_MW | 1 | 11 | 18 | 0
P_gen_MW | 1 | 11 | 19 | 0
P_gen_MW | 1 | 11 | 20 | 0
P_gen_MW | 1 | 11 | 21 | 0
P_gen_MW | 1 | 11 | 22 | 0
P_gen_MW | 1 | 11 | 23 | 0
P_gen_MW | 1 | 11 | 24 | 0
P_gen_MW | 1 | 12 | 1 | 0
P_gen_MW | 1 | 12 | 2 | 0
P_gen_MW | 1 | 12 | 3 | 0
P_gen_MW | 1 | 12 | 4 | 0
P_gen_MW | 1 | 12 | 5 | 0
P_gen_MW | 1 | 12 | 6 | 0
P_gen_MW | 1 | 12 | 7 | 0
P_gen_MW | 1 | 12 | 8 | 0
P_gen_MW | 1 | 12 | 9 | 0
P_gen_MW | 1 | 12 | 10 | 0
P_gen_MW | 1 | 12 | 11 | 0
P_gen_MW | 1 | 12 | 12 | 0
P_gen_MW | 1 | 12 | 13 | 0
P_gen_MW | 1 | 12 | 14 | 0
P_gen_MW | 1 | 12 | 15 | 0
P_gen_MW | 1 | 12 | 16 | 0
P_gen_MW | 1 | 12 | 17 | 0
P_gen_MW | 1 | 12 | 18 | 0
P_gen_MW | 1 | 12 | 19 | 0
P_gen_MW | 1 | 12 | 20 | 0
P_gen_MW | 1 | 12 | 21 | 0
P_gen_MW | 1 | 12 | 22 | 0
P_gen_MW | 1 | 12 | 23 | 0
P_gen_MW | 1 | 12 | 24 | 0
P_gen_MW | 1 | 13 | 1 | 0
P_gen_MW | 1 | 13 | 2 | 0
P_gen_MW | 1 | 13 | 3 | 0
P_gen_MW | 1 | 13 | 4 | 0
P_gen_MW | 1 | 13 | 5 | 0
P_gen_MW | 1 | 13 | 6 | 0
P_gen_MW | 1 | 13 | 7 | 0
P_gen_MW | 1 | 13 | 8 | 0
P_gen_MW | 1 | 13 | 9 | 0
P_gen_MW | 1 | 13 | 10 | 0
P_gen_MW | 1 | 13 | 11 | 0
P_gen_MW | 1 | 13 | 12 | 0
P_gen_MW | 1 | 13 | 13 | 0
P_gen_MW | 1 | 13 | 14 | 0
P_gen_MW | 1 | 13 | 15 | 0
P_gen_MW | 1 | 13 | 16 | 0
P_gen_MW | 1 | 13 | 17 | 0
P_gen_MW | 1 | 13 | 18 | 0
P_gen_MW | 1 | 13 | 19 | 0
P_gen_MW | 1 | 13 | 20 | 0
P_gen_MW | 1 | 13 | 21 | 0
P_gen_MW | 1 | 13 | 22 | 0
P_gen_MW | 1 | 13 | 23 | 0
P_gen_MW | 1 | 13 | 24 | 0
P_gen_MW | 1 | 14 | 1 | 0
P_gen_MW | 1 | 14 | 2 | 0
P_gen_MW | 1 | 14 | 3 | 0
P_gen_MW | 1 | 14 | 4 | 0
P_gen_MW | 1 | 14 | 5 | 0
P_gen_MW | 1 | 14 | 6 | 0
P_gen_MW | 1 | 14 | 7 | 0
P_gen_MW | 1 | 14 | 8 | 0
P_gen_MW | 1 | 14 | 9 | 0
P_gen_MW | 1 | 14 | 10 | 0
P_gen_MW | 1 | 14 | 11 | 0
P_gen_MW | 1 | 14 | 12 | 0
P_gen_MW | 1 | 14 | 13 | 0
P_gen_MW | 1 | 14 | 14 | 0
P_gen_MW | 1 | 14 | 15 | 0
P_gen_MW | 1 | 14 | 16 | 0
P_gen_MW | 1 | 14 | 17 | 0
P_gen_MW | 1 | 14 | 18 | 0
P_gen_MW | 1 | 14 | 19 | 0
P_gen_MW | 1 | 14 | 20 | 0
P_gen_MW | 1 | 14 | 21 | 0
P_gen_MW | 1 | 14 | 22 | 0
P_gen_MW | 1 | 14 | 23 | 0
P_gen_MW | 1 | 14 | 24 | 0
P_gen_MW | 1 | 15 | 1 | 0
P_gen_MW | 1 | 15 | 2 | 0
P_gen_MW | 1 | 15 | 3 | 0
P_gen_MW | 1 | 15 | 4 | 0
P_gen_MW | 1 | 15 | 5 | 0
P_gen_MW | 1 | 15 | 6 | 0
P_gen_MW | 1 | 15 | 7 | 0
P_gen_MW | 1 | 15 | 8 | 0
P_gen_MW | 1 | 15 | 9 | 0
P_gen_MW | 1 | 15 | 10 | 0
P_gen_MW | 1 | 15 | 11 | 0
P_gen_MW | 1 | 15 | 12 | 0
P_gen_MW | 1 | 15 | 13 | 0
P_gen_MW | 1 | 15 | 14 | 0
P_gen_MW | 1 | 15 | 15 | 0
P_gen_MW | 1 | 15 | 16 | 0
P_gen_MW | 1 | 15 | 17 | 0
P_gen_MW | 1 | 15 | 18 | 0
P_gen_MW | 1 | 15 | 19 | 0
P_gen_MW | 1 | 15 | 20 | 0
P_gen_MW | 1 | 15 | 21 | 0
P_gen_MW | 1 | 15 | 22 | 0
P_gen_MW | 1 | 15 | 23 | 0
P_gen_MW | 1 | 15 | 24 | 0
P_gen_MW | 1 | 16 | 1 | 0
P_gen_MW | 1 | 16 | 2 | 0
P_gen_MW | 1 | 16 | 3 | 0
P_gen_MW | 1 | 16 | 4 | 0
P_gen_MW | 1 | 16 | 5 | 0
P_gen_MW | 1 | 16 | 6 | 0
P_gen_MW | 1 | 16 | 7 | 0
P_gen_MW | 1 | 16 | 8 | 0
P_gen_MW | 1 | 16 | 9 | 0
P_gen_MW | 1 | 16 | 10 | 0
P_gen_MW | 1 | 16 | 11 | 0
P_gen_MW | 1 | 16 | 12 | 0
P_gen_MW | 1 | 16 | 13 | 0
P_gen_MW | 1 | 16 | 14 | 0
P_gen_MW | 1 | 16 | 15 | 0
P_gen_MW | 1 | 16 | 16 | 0
P_gen_MW | 1 | 16 | 17 | 0
P_gen_MW | 1 | 16 | 18 | 0
P_gen_MW | 1 | 16 | 19 | 0
P_gen_MW | 1 | 16 | 20 | 0
P_gen_MW | 1 | 16 | 21 | 0
P_gen_MW | 1 | 16 | 22 | 0
P_gen_MW | 1 | 16 | 23 | 0
P_gen_MW | 1 | 16 | 24 | 0
P_gen_MW | 1 | 17 | 1 | 0
P_gen_MW | 1 | 17 | 2 | 0
P_gen_MW | 1 | 17 | 3 | 0
P_gen_MW | 1 | 17 | 4 | 0
P_gen_MW | 1 | 17 | 5 | 0
P_gen_MW | 1 | 17 | 6 | 0
P_gen_MW | 1 | 17 | 7 | 0
P_gen_MW | 1 | 17 | 8 | 0
P_gen_MW | 1 | 17 | 9 | 0
P_gen_MW | 1 | 17 | 10 | 0
P_gen_MW | 1 | 17 | 11 | 0
P_gen_MW | 1 | 17 | 12 | 0
P_gen_MW | 1 | 17 | 13 | 0
P_gen_MW | 1 | 17 | 14 | 0
P_gen_MW | 1 | 17 | 15 | 0
P_gen_MW | 1 | 17 | 16 | 0
P_gen_MW | 1 | 17 | 17 | 0
P_gen_MW | 1 | 17 | 18 | 0
P_gen_MW | 1 | 17 | 19 | 0
P_gen_MW | 1 | 17 | 20 | 0
P_gen_MW | 1 | 17 | 21 | 0
P_gen_MW | 1 | 17 | 22 | 0
P_gen_MW | 1 | 17 | 23 | 0
P_gen_MW | 1 | 17 | 24 | 0
P_gen_MW | 1 | 18 | 1 | 0
P_gen_MW | 1 | 18 | 2 | 0
P_gen_MW | 1 | 18 | 3 | 0
P_gen_MW | 1 | 18 | 4 | 0
P_gen_MW | 1 | 18 | 5 | 0
P_gen_MW | 1 | 18 | 6 | 0
P_gen_MW | 1 | 18 | 7 | 0
P_gen_MW | 1 | 18 | 8 | 0
P_gen_MW | 1 | 18 | 9 | 0
P_gen_MW | 1 | 18 | 10 | 0
P_gen_MW | 1 | 18 | 11 | 0
P_gen_MW | 1 | 18 | 12 | 0
P_gen_MW | 1 | 18 | 13 | 0
P_gen_MW | 1 | 18 | 14 | 0
P_gen_MW | 1 | 18 | 15 | 0
P_gen_MW | 1 | 18 | 16 | 0
P_gen_MW | 1 | 18 | 17 | 0
P_gen_MW | 1 | 18 | 18 | 0
P_gen_MW | 1 | 18 | 19 | 0
P_gen_MW | 1 | 18 | 20 | 0
P_gen_MW | 1 | 18 | 21 | 0
P_gen_MW | 1 | 18 | 22 | 0
P_gen_MW | 1 | 18 | 23 | 0
P_gen_MW | 1 | 18 | 24 | 0
P_gen_MW | 1 | 19 | 1 | 0
P_gen_MW | 1 | 19 | 2 | 0
P_gen_MW | 1 | 19 | 3 | 0
P_gen_MW | 1 | 19 | 4 | 0
P_gen_MW | 1 | 19 | 5 | 0
P_gen_MW | 1 | 19 | 6 | 0
P_gen_MW | 1 | 19 | 7 | 0
P_gen_MW | 1 | 19 | 8 | 0
P_gen_MW | 1 | 19 | 9 | 0
P_gen_MW | 1 | 19 | 10 | 0
P_gen_MW | 1 | 19 | 11 | 0
P_gen_MW | 1 | 19 | 12 | 0
P_gen_MW | 1 | 19 | 13 | 0
P_gen_MW | 1 | 19 | 14 | 0
P_gen_MW | 1 | 19 | 15 | 0
P_gen_MW | 1 | 19 | 16 | 0
P_gen_MW | 1 | 19 | 17 | 0
P_gen_MW | 1 | 19 | 18 | 0
P_gen_MW | 1 | 19 | 19 | 0
P_gen_MW | 1 | 19 | 20 | 0
P_gen_MW | 1 | 19 | 21 | 0
P_gen_MW | 1 | 19 | 22 | 0
P_gen_MW | 1 | 19 | 23 | 0
P_gen_MW | 1 | 19 | 24 | 0
P_gen_MW | 1 | 20 | 1 | 0
P_gen_MW | 1 | 20 | 2 | 0
P_gen_MW | 1 | 20 | 3 | 0
P_gen_MW | 1 | 20 | 4 | 0
P_gen_MW | 1 | 20 | 5 | 0
P_gen_MW | 1 | 20 | 6 | 0
P_gen_MW | 1 | 20 | 7 | 0
P_gen_MW | 1 | 20 | 8 | 0
P_gen_MW | 1 | 20 | 9 | 0
P_gen_MW | 1 | 20 | 10 | 0
P_gen_MW | 1 | 20 | 11 | 0
P_gen_MW | 1 | 20 | 12 | 0
P_gen_MW | 1 | 20 | 13 | 0
P_gen_MW | 1 | 20 | 14 | 0
P_gen_MW | 1 | 20 | 15 | 0
P_gen_MW | 1 | 20 | 16 | 0
P_gen_MW | 1 | 20 | 17 | 0
P_gen_MW | 1 | 20 | 18 | 0
P_gen_MW | 1 | 20 | 19 | 0
P_gen_MW | 1 | 20 | 20 | 0
P_gen_MW | 1 | 20 | 21 | 0
P_gen_MW | 1 | 20 | 22 | 0
P_gen_MW | 1 | 20 | 23 | 0
P_gen_MW | 1 | 20 | 24 | 0
P_gen_MW | 1 | 21 | 1 | 0
P_gen_MW | 1 | 21 | 2 | 0
P_gen_MW | 1 | 21 | 3 | 0
P_gen_MW | 1 | 21 | 4 | 0
P_gen_MW | 1 | 21 | 5 | 0
P_gen_MW | 1 | 21 | 6 | 0
P_gen_MW | 1 | 21 | 7 | 0
P_gen_MW | 1 | 21 | 8 | 0
P_gen_MW | 1 | 21 | 9 | 0
P_gen_MW | 1 | 21 | 10 | 0
P_gen_MW | 1 | 21 | 11 | 0
P_gen_MW | 1 | 21 | 12 | 0
P_gen_MW | 1 | 21 | 13 | 0
P_gen_MW | 1 | 21 | 14 | 0
P_gen_MW | 1 | 21 | 15 | 0
P_gen_MW | 1 | 21 | 16 | 0
P_gen_MW | 1 | 21 | 17 | 0
P_gen_MW | 1 | 21 | 18 | 0
P_gen_MW | 1 | 21 | 19 | 0
P_gen_MW | 1 | 21 | 20 | 0
P_gen_MW | 1 | 21 | 21 | 0
P_gen_MW | 1 | 21 | 22 | 0
P_gen_MW | 1 | 21 | 23 | 0
P_gen_MW | 1 | 21 | 24 | 0
P_gen_MW | 1 | 22 | 1 | 0
P_gen_MW | 1 | 22 | 2 | 0
P_gen_MW | 1 | 22 | 3 | 0
P_gen_MW | 1 | 22 | 4 | 0
P_gen_MW | 1 | 22 | 5 | 0
P_gen_MW | 1 | 22 | 6 | 0
P_gen_MW | 1 | 22 | 7 | 0
P_gen_MW | 1 | 22 | 8 | 0
P_gen_MW | 1 | 22 | 9 | 0
P_gen_MW | 1 | 22 | 10 | 0
P_gen_MW | 1 | 22 | 11 | 0
P_gen_MW | 1 | 22 | 12 | 0
P_gen_MW | 1 | 22 | 13 | 0
P_gen_MW | 1 | 22 | 14 | 0
P_gen_MW | 1 | 22 | 15 | 0
P_gen_MW | 1 | 22 | 16 | 0
P_gen_MW | 1 | 22 | 17 | 0
P_gen_MW | 1 | 22 | 18 | 0
P_gen_MW | 1 | 22 | 19 | 0
P_gen_MW | 1 | 22 | 20 | 0
P_gen_MW | 1 | 22 | 21 | 0
P_gen_MW | 1 | 22 | 22 | 0
P_gen_MW | 1 | 22 | 23 | 0
P_gen_MW | 1 | 22 | 24 | 0
P_gen_MW | 1 | 23 | 1 | 0
P_gen_MW | 1 | 23 | 2 | 0
P_gen_MW | 1 | 23 | 3 | 0
P_gen_MW | 1 | 23 | 4 | 0
P_gen_MW | 1 | 23 | 5 | 0
P_gen_MW | 1 | 23 | 6 | 0
P_gen_MW | 1 | 23 | 7 | 0
P_gen_MW | 1 | 23 | 8 | 0
P_gen_MW | 1 | 23 | 9 | 0
P_gen_MW | 1 | 23 | 10 | 0
P_gen_MW | 1 | 23 | 11 | 0
P_gen_MW | 1 | 23 | 12 | 0
P_gen_MW | 1 | 23 | 13 | 0
P_gen_MW | 1 | 23 | 14 | 0
P_gen_MW | 1 | 23 | 15 | 0
P_gen_MW | 1 | 23 | 16 | 0
P_gen_MW | 1 | 23 | 17 | 0
P_gen_MW | 1 | 23 | 18 | 0
P_gen_MW | 1 | 23 | 19 | 0
P_gen_MW | 1 | 23 | 20 | 0
P_gen_MW | 1 | 23 | 21 | 0
P_gen_MW | 1 | 23 | 22 | 0
P_gen_MW | 1 | 23 | 23 | 0
P_gen_MW | 1 | 23 | 24 | 0
P_gen_MW | 1 | 24 | 1 | 0
P_gen_MW | 1 | 24 | 2 | 0
P_gen_MW | 1 | 24 | 3 | 0
P_gen_MW | 1 | 24 | 4 | 0
P_gen_MW | 1 | 24 | 5 | 0
P_gen_MW | 1 | 24 | 6 | 0
P_gen_MW | 1 | 24 | 7 | 0
P_gen_MW | 1 | 24 | 8 | 0
P_gen_MW | 1 | 24 | 9 | 0
P_gen_MW | 1 | 24 | 10 | 0
P_gen_MW | 1 | 24 | 11 | 0
P_gen_MW | 1 | 24 | 12 | 0
P_gen_MW | 1 | 24 | 13 | 0
P_gen_MW | 1 | 24 | 14 | 0
P_gen_MW | 1 | 24 | 15 | 0
P_gen_MW | 1 | 24 | 16 | 0
P_gen_MW | 1 | 24 | 17 | 0
P_gen_MW | 1 | 24 | 18 | 0
P_gen_MW | 1 | 24 | 19 | 0
P_gen_MW | 1 | 24 | 20 | 0
P_gen_MW | 1 | 24 | 21 | 0
P_gen_MW | 1 | 24 | 22 | 0
P_gen_MW | 1 | 24 | 23 | 0
P_gen_MW | 1 | 24 | 24 | 0
P_gen_MW | 1 | 25 | 1 | 0
P_gen_MW | 1 | 25 | 2 | 0
P_gen_MW | 1 | 25 | 3 | 0
P_gen_MW | 1 | 25 | 4 | 0
P_gen_MW | 1 | 25 | 5 | 0
P_gen_MW | 1 | 25 | 6 | 0
P_gen_MW | 1 | 25 | 7 | 0
P_gen_MW | 1 | 25 | 8 | 0
P_gen_MW | 1 | 25 | 9 | 0
P_gen_MW | 1 | 25 | 10 | 0
P_gen_MW | 1 | 25 | 11 | 0
P_gen_MW | 1 | 25 | 12 | 0
P_gen_MW | 1 | 25 | 13 | 0
P_gen_MW | 1 | 25 | 14 | 0
P_gen_MW | 1 | 25 | 15 | 0
P_gen_MW | 1 | 25 | 16 | 0
P_gen_MW | 1 | 25 | 17 | 0
P_gen_MW | 1 | 25 | 18 | 0
P_gen_MW | 1 | 25 | 19 | 0
P_gen_MW | 1 | 25 | 20 | 0
P_gen_MW | 1 | 25 | 21 | 0
P_gen_MW | 1 | 25 | 22 | 0
P_gen_MW | 1 | 25 | 23 | 0
P_gen_MW | 1 | 25 | 24 | 0
P_gen_MW | 1 | 26 | 1 | 0
P_gen_MW | 1 | 26 | 2 | 0
P_gen_MW | 1 | 26 | 3 | 0
P_gen_MW | 1 | 26 | 4 | 0
P_gen_MW | 1 | 26 | 5 | 0
P_gen_MW | 1 | 26 | 6 | 0
P_gen_MW | 1 | 26 | 7 | 0
P_gen_MW | 1 | 26 | 8 | 0
P_gen_MW | 1 | 26 | 9 | 0
P_gen_MW | 1 | 26 | 10 | 0
P_gen_MW | 1 | 26 | 11 | 0
P_gen_MW | 1 | 26 | 12 | 0
P_gen_MW | 1 | 26 | 13 | 0
P_gen_MW | 1 | 26 | 14 | 0
P_gen_MW | 1 | 26 | 15 | 0
P_gen_MW | 1 | 26 | 16 | 0
P_gen_MW | 1 | 26 | 17 | 0
P_gen_MW | 1 | 26 | 18 | 0
P_gen_MW | 1 | 26 | 19 | 0
P_gen_MW | 1 | 26 | 20 | 0
P_gen_MW | 1 | 26 | 21 | 0
P_gen_MW | 1 | 26 | 22 | 0
P_gen_MW | 1 | 26 | 23 | 0
P_gen_MW | 1 | 26 | 24 | 0
P_gen_MW | 1 | 27 | 1 | 0
P_gen_MW | 1 | 27 | 2 | 0
P_gen_MW | 1 | 27 | 3 | 0
P_gen_MW | 1 | 27 | 4 | 0
P_gen_MW | 1 | 27 | 5 | 0
P_gen_MW | 1 | 27 | 6 | 0
P_gen_MW | 1 | 27 | 7 | 0
P_gen_MW | 1 | 27 | 8 | 0
P_gen_MW | 1 | 27 | 9 | 0
P_gen_MW | 1 | 27 | 10 | 0
P_gen_MW | 1 | 27 | 11 | 0
P_gen_MW | 1 | 27 | 12 | 0
P_gen_MW | 1 | 27 | 13 | 0
P_gen_MW | 1 | 27 | 14 | 0
P_gen_MW | 1 | 27 | 15 | 0
P_gen_MW | 1 | 27 | 16 | 0
P_gen_MW | 1 | 27 | 17 | 0
P_gen_MW | 1 | 27 | 18 | 0
P_gen_MW | 1 | 27 | 19 | 0
P_gen_MW | 1 | 27 | 20 | 0
P_gen_MW | 1 | 27 | 21 | 0
P_gen_MW | 1 | 27 | 22 | 0
P_gen_MW | 1 | 27 | 23 | 0
P_gen_MW | 1 | 27 | 24 | 0
P_gen_MW | 1 | 28 | 1 | 0
P_gen_MW | 1 | 28 | 2 | 0
P_gen_MW | 1 | 28 | 3 | 0
P_gen_MW | 1 | 28 | 4 | 0
P_gen_MW | 1 | 28 | 5 | 0
P_gen_MW | 1 | 28 | 6 | 0
P_gen_MW | 1 | 28 | 7 | 0
P_gen_MW | 1 | 28 | 8 | 0
P_gen_MW | 1 | 28 | 9 | 0
P_gen_MW | 1 | 28 | 10 | 0
P_gen_MW | 1 | 28 | 11 | 0
P_gen_MW | 1 | 28 | 12 | 0
P_gen_MW | 1 | 28 | 13 | 0
P_gen_MW | 1 | 28 | 14 | 0
P_gen_MW | 1 | 28 | 15 | 0
P_gen_MW | 1 | 28 | 16 | 0
P_gen_MW | 1 | 28 | 17 | 0
P_gen_MW | 1 | 28 | 18 | 0
P_gen_MW | 1 | 28 | 19 | 0
P_gen_MW | 1 | 28 | 20 | 0
P_gen_MW | 1 | 28 | 21 | 0
P_gen_MW | 1 | 28 | 22 | 0
P_gen_MW | 1 | 28 | 23 | 0
P_gen_MW | 1 | 28 | 24 | 0
P_gen_MW | 1 | 29 | 1 | 0
P_gen_MW | 1 | 29 | 2 | 0
P_gen_MW | 1 | 29 | 3 | 0
P_gen_MW | 1 | 29 | 4 | 0
P_gen_MW | 1 | 29 | 5 | 0
P_gen_MW | 1 | 29 | 6 | 0
P_gen_MW | 1 | 29 | 7 | 0
P_gen_MW | 1 | 29 | 8 | 0
P_gen_MW | 1 | 29 | 9 | 0
P_gen_MW | 1 | 29 | 10 | 0
P_gen_MW | 1 | 29 | 11 | 0
P_gen_MW | 1 | 29 | 12 | 0
P_gen_MW | 1 | 29 | 13 | 0
P_gen_MW | 1 | 29 | 14 | 0
P_gen_MW | 1 | 29 | 15 | 0
P_gen_MW | 1 | 29 | 16 | 0
P_gen_MW | 1 | 29 | 17 | 0
P_gen_MW | 1 | 29 | 18 | 0
P_gen_MW | 1 | 29 | 19 | 0
P_gen_MW | 1 | 29 | 20 | 0
P_gen_MW | 1 | 29 | 21 | 0
P_gen_MW | 1 | 29 | 22 | 0
P_gen_MW | 1 | 29 | 23 | 0
P_gen_MW | 1 | 29 | 24 | 0
P_gen_MW | 1 | 30 | 1 | 0
P_gen_MW | 1 | 30 | 2 | 0
P_gen_MW | 1 | 30 | 3 | 0
P_gen_MW | 1 | 30 | 4 | 0
P_gen_MW | 1 | 30 | 5 | 0
P_gen_MW | 1 | 30 | 6 | 0
P_gen_MW | 1 | 30 | 7 | 0
P_gen_MW | 1 | 30 | 8 | 0
P_gen_MW | 1 | 30 | 9 | 0
P_gen_MW | 1 | 30 | 10 | 0
P_gen_MW | 1 | 30 | 11 | 0
P_gen_MW | 1 | 30 | 12 | 0
P_gen_MW | 1 | 30 | 13 | 0
P_gen_MW | 1 | 30 | 14 | 0
P_gen_MW | 1 | 30 | 15 | 0
P_gen_MW | 1 | 30 | 16 | 0
P_gen_MW | 1 | 30 | 17 | 0
P_gen_MW | 1 | 30 | 18 | 0
P_gen_MW | 1 | 30 | 19 | 0
P_gen_MW | 1 | 30 | 20 | 0
P_gen_MW | 1 | 30 | 21 | 0
P_gen_MW | 1 | 30 | 22 | 0
P_gen_MW | 1 | 30 | 23 | 0
P_gen_MW | 1 | 30 | 24 | 0
P_gen_MW | 1 | 31 | 1 | 0
P_gen_MW | 1 | 31 | 2 | 0
P_gen_MW | 1 | 31 | 3 | 0
P_gen_MW | 1 | 31 | 4 | 0
P_gen_MW | 1 | 31 | 5 | 0
P_gen_MW | 1 | 31 | 6 | 0
P_gen_MW | 1 | 31 | 7 | 0
P_gen_MW | 1 | 31 | 8 | 0
P_gen_MW | 1 | 31 | 9 | 0
P_gen_MW | 1 | 31 | 10 | 0
P_gen_MW | 1 | 31 | 11 | 0
P_gen_MW | 1 | 31 | 12 | 0
P_gen_MW | 1 | 31 | 13 | 0
P_gen_MW | 1 | 31 | 14 | 0
P_gen_MW | 1 | 31 | 15 | 0
P_gen_MW | 1 | 31 | 16 | 0
P_gen_MW | 1 | 31 | 17 | 0
P_gen_MW | 1 | 31 | 18 | 0
P_gen_MW | 1 | 31 | 19 | 0
P_gen_MW | 1 | 31 | 20 | 0
P_gen_MW | 1 | 31 | 21 | 0
P_gen_MW | 1 | 31 | 22 | 0
P_gen_MW | 1 | 31 | 23 | 0
P_gen_MW | 1 | 31 | 24 | 0
P_gen_MW | 1 | 32 | 1 | 0
P_gen_MW | 1 | 32 | 2 | 0
P_gen_MW | 1 | 32 | 3 | 0
P_gen_MW | 1 | 32 | 4 | 0
P_gen_MW | 1 | 32 | 5 | 0
P_gen_MW | 1 | 32 | 6 | 0
P_gen_MW | 1 | 32 | 7 | 0
P_gen_MW | 1 | 32 | 8 | 0
P_gen_MW | 1 | 32 | 9 | 0
P_gen_MW | 1 | 32 | 10 | 0
P_gen_MW | 1 | 32 | 11 | 0
P_gen_MW | 1 | 32 | 12 | 0
P_gen_MW | 1 | 32 | 13 | 0
P_gen_MW | 1 | 32 | 14 | 0
P_gen_MW | 1 | 32 | 15 | 0
P_gen_MW | 1 | 32 | 16 | 0
P_gen_MW | 1 | 32 | 17 | 0
P_gen_MW | 1 | 32 | 18 | 0
P_gen_MW | 1 | 32 | 19 | 0
P_gen_MW | 1 | 32 | 20 | 0
P_gen_MW | 1 | 32 | 21 | 0
P_gen_MW | 1 | 32 | 22 | 0
P_gen_MW | 1 | 32 | 23 | 0
P_gen_MW | 1 | 32 | 24 | 0
P_gen_MW | 1 | 33 | 1 | 0
P_gen_MW | 1 | 33 | 2 | 0
P_gen_MW | 1 | 33 | 3 | 0
P_gen_MW | 1 | 33 | 4 | 0
P_gen_MW | 1 | 33 | 5 | 0
P_gen_MW | 1 | 33 | 6 | 0
P_gen_MW | 1 | 33 | 7 | 0
P_gen_MW | 1 | 33 | 8 | 0
P_gen_MW | 1 | 33 | 9 | 0
P_gen_MW | 1 | 33 | 10 | 0
P_gen_MW | 1 | 33 | 11 | 0
P_gen_MW | 1 | 33 | 12 | 0
P_gen_MW | 1 | 33 | 13 | 0
P_gen_MW | 1 | 33 | 14 | 0
P_gen_MW | 1 | 33 | 15 | 0
P_gen_MW | 1 | 33 | 16 | 0
P_gen_MW | 1 | 33 | 17 | 0
P_gen_MW | 1 | 33 | 18 | 0
P_gen_MW | 1 | 33 | 19 | 0
P_gen_MW | 1 | 33 | 20 | 0
P_gen_MW | 1 | 33 | 21 | 0
P_gen_MW | 1 | 33 | 22 | 0
P_gen_MW | 1 | 33 | 23 | 0
P_gen_MW | 1 | 33 | 24 | 0
P_gen_MW | 2 | 1 | 1 | 0
P_gen_MW | 2 | 1 | 2 | 0
P_gen_MW | 2 | 1 | 3 | 0
P_gen_MW | 2 | 1 | 4 | 0
P_gen_MW | 2 | 1 | 5 | 0
P_gen_MW | 2 | 1 | 6 | 0
P_gen_MW | 2 | 1 | 7 | 0
P_gen_MW | 2 | 1 | 8 | 0
P_gen_MW | 2 | 1 | 9 | 0
P_gen_MW | 2 | 1 | 10 | 0
P_gen_MW | 2 | 1 | 11 | 0
P_gen_MW | 2 | 1 | 12 | 0
P_gen_MW | 2 | 1 | 13 | 0
P_gen_MW | 2 | 1 | 14 | 0
P_gen_MW | 2 | 1 | 15 | 0
P_gen_MW | 2 | 1 | 16 | 0
P_gen_MW | 2 | 1 | 17 | 0
P_gen_MW | 2 | 1 | 18 | 0
P_gen_MW | 2 | 1 | 19 | 0
P_gen_MW | 2 | 1 | 20 | 0
P_gen_MW | 2 | 1 | 21 | 0
P_gen_MW | 2 | 1 | 22 | 0
P_gen_MW | 2 | 1 | 23 | 0
P_gen_MW | 2 | 1 | 24 | 0
P_gen_MW | 2 | 2 | 1 | 0
P_gen_MW | 2 | 2 | 2 | 0
P_gen_MW | 2 | 2 | 3 | 0
P_gen_MW | 2 | 2 | 4 | 0
P_gen_MW | 2 | 2 | 5 | 0
P_gen_MW | 2 | 2 | 6 | 0
P_gen_MW | 2 | 2 | 7 | 0
P_gen_MW | 2 | 2 | 8 | 0
P_gen_MW | 2 | 2 | 9 | 0
P_gen_MW | 2 | 2 | 10 | 0
P_gen_MW | 2 | 2 | 11 | 0
P_gen_MW | 2 | 2 | 12 | 0
P_gen_MW | 2 | 2 | 13 | 0
P_gen_MW | 2 | 2 | 14 | 0
P_gen_MW | 2 | 2 | 15 | 0
P_gen_MW | 2 | 2 | 16 | 0
P_gen_MW | 2 | 2 | 17 | 0
P_gen_MW | 2 | 2 | 18 | 0
P_gen_MW | 2 | 2 | 19 | 0
P_gen_MW | 2 | 2 | 20 | 0
P_gen_MW | 2 | 2 | 21 | 0
P_gen_MW | 2 | 2 | 22 | 0
P_gen_MW | 2 | 2 | 23 | 0
P_gen_MW | 2 | 2 | 24 | 0
P_gen_MW | 2 | 3 | 1 | 0
P_gen_MW | 2 | 3 | 2 | 0
P_gen_MW | 2 | 3 | 3 | 0
P_gen_MW | 2 | 3 | 4 | 0
P_gen_MW | 2 | 3 | 5 | 0
P_gen_MW | 2 | 3 | 6 | 0
P_gen_MW | 2 | 3 | 7 | 0
P_gen_MW | 2 | 3 | 8 | 0
P_gen_MW | 2 | 3 | 9 | 0
P_gen_MW | 2 | 3 | 10 | 0
P_gen_MW | 2 | 3 | 11 | 0
P_gen_MW | 2 | 3 | 12 | 0
P_gen_MW | 2 | 3 | 13 | 0
P_gen_MW | 2 | 3 | 14 | 0
P_gen_MW | 2 | 3 | 15 | 0
P_gen_MW | 2 | 3 | 16 | 0
P_gen_MW | 2 | 3 | 17 | 0
P_gen_MW | 2 | 3 | 18 | 0
P_gen_MW | 2 | 3 | 19 | 0
P_gen_MW | 2 | 3 | 20 | 0
P_gen_MW | 2 | 3 | 21 | 0
P_gen_MW | 2 | 3 | 22 | 0
P_gen_MW | 2 | 3 | 23 | 0
P_gen_MW | 2 | 3 | 24 | 0
P_gen_MW | 2 | 4 | 1 | 0
P_gen_MW | 2 | 4 | 2 | 0
P_gen_MW | 2 | 4 | 3 | 0
P_gen_MW | 2 | 4 | 4 | 0
P_gen_MW | 2 | 4 | 5 | 0
P_gen_MW | 2 | 4 | 6 | 0
P_gen_MW | 2 | 4 | 7 | 0
P_gen_MW | 2 | 4 | 8 | 0
P_gen_MW | 2 | 4 | 9 | 0
P_gen_MW | 2 | 4 | 10 | 0
P_gen_MW | 2 | 4 | 11 | 0
P_gen_MW | 2 | 4 | 12 | 0
P_gen_MW | 2 | 4 | 13 | 0
P_gen_MW | 2 | 4 | 14 | 0
P_gen_MW | 2 | 4 | 15 | 0
P_gen_MW | 2 | 4 | 16 | 0
P_gen_MW | 2 | 4 | 17 | 0
P_gen_MW | 2 | 4 | 18 | 0
P_gen_MW | 2 | 4 | 19 | 0
P_gen_MW | 2 | 4 | 20 | 0
P_gen_MW | 2 | 4 | 21 | 0
P_gen_MW | 2 | 4 | 22 | 0
P_gen_MW | 2 | 4 | 23 | 0
P_gen_MW | 2 | 4 | 24 | 0
P_gen_MW | 2 | 5 | 1 | 0
P_gen_MW | 2 | 5 | 2 | 0
P_gen_MW | 2 | 5 | 3 | 0
P_gen_MW | 2 | 5 | 4 | 0
P_gen_MW | 2 | 5 | 5 | 0
P_gen_MW | 2 | 5 | 6 | 0
P_gen_MW | 2 | 5 | 7 | 0
P_gen_MW | 2 | 5 | 8 | 0
P_gen_MW | 2 | 5 | 9 | 0
P_gen_MW | 2 | 5 | 10 | 0
P_gen_MW | 2 | 5 | 11 | 0
P_gen_MW | 2 | 5 | 12 | 0
P_gen_MW | 2 | 5 | 13 | 0
P_gen_MW | 2 | 5 | 14 | 0
P_gen_MW | 2 | 5 | 15 | 0
P_gen_MW | 2 | 5 | 16 | 0
P_gen_MW | 2 | 5 | 17 | 0
P_gen_MW | 2 | 5 | 18 | 0
P_gen_MW | 2 | 5 | 19 | 0
P_gen_MW | 2 | 5 | 20 | 0
P_gen_MW | 2 | 5 | 21 | 0
P_gen_MW | 2 | 5 | 22 | 0
P_gen_MW | 2 | 5 | 23 | 0
P_gen_MW | 2 | 5 | 24 | 0
P_gen_MW | 2 | 6 | 1 | 0
P_gen_MW | 2 | 6 | 2 | 0
P_gen_MW | 2 | 6 | 3 | 0
P_gen_MW | 2 | 6 | 4 | 0
P_gen_MW | 2 | 6 | 5 | 0
P_gen_MW | 2 | 6 | 6 | 0
P_gen_MW | 2 | 6 | 7 | 0
P_gen_MW | 2 | 6 | 8 | 0
P_gen_MW | 2 | 6 | 9 | 0
P_gen_MW | 2 | 6 | 10 | 0
P_gen_MW | 2 | 6 | 11 | 0
P_gen_MW | 2 | 6 | 12 | 0
P_gen_MW | 2 | 6 | 13 | 0
P_gen_MW | 2 | 6 | 14 | 0
P_gen_MW | 2 | 6 | 15 | 0
P_gen_MW | 2 | 6 | 16 | 0
P_gen_MW | 2 | 6 | 17 | 0
P_gen_MW | 2 | 6 | 18 | 0
P_gen_MW | 2 | 6 | 19 | 0
P_gen_MW | 2 | 6 | 20 | 0
P_gen_MW | 2 | 6 | 21 | 0
P_gen_MW | 2 | 6 | 22 | 0
P_gen_MW | 2 | 6 | 23 | 0
P_gen_MW | 2 | 6 | 24 | 0
P_gen_MW | 2 | 7 | 1 | 0
P_gen_MW | 2 | 7 | 2 | 0
P_gen_MW | 2 | 7 | 3 | 0
P_gen_MW | 2 | 7 | 4 | 0
P_gen_MW | 2 | 7 | 5 | 0
P_gen_MW | 2 | 7 | 6 | 0
P_gen_MW | 2 | 7 | 7 | 0
P_gen_MW | 2 | 7 | 8 | 0
P_gen_MW | 2 | 7 | 9 | 0
P_gen_MW | 2 | 7 | 10 | 0
P_gen_MW | 2 | 7 | 11 | 0
P_gen_MW | 2 | 7 | 12 | 0
P_gen_MW | 2 | 7 | 13 | 0
P_gen_MW | 2 | 7 | 14 | 0
P_gen_MW | 2 | 7 | 15 | 0
P_gen_MW | 2 | 7 | 16 | 0
P_gen_MW | 2 | 7 | 17 | 0
P_gen_MW | 2 | 7 | 18 | 0
P_gen_MW | 2 | 7 | 19 | 0
P_gen_MW | 2 | 7 | 20 | 0
P_gen_MW | 2 | 7 | 21 | 0
P_gen_MW | 2 | 7 | 22 | 0
P_gen_MW | 2 | 7 | 23 | 0
P_gen_MW | 2 | 7 | 24 | 0
P_gen_MW | 2 | 8 | 1 | 0
P_gen_MW | 2 | 8 | 2 | 0
P_gen_MW | 2 | 8 | 3 | 0
P_gen_MW | 2 | 8 | 4 | 0
P_gen_MW | 2 | 8 | 5 | 0
P_gen_MW | 2 | 8 | 6 | 0
P_gen_MW | 2 | 8 | 7 | 0
P_gen_MW | 2 | 8 | 8 | 0
P_gen_MW | 2 | 8 | 9 | 0
P_gen_MW | 2 | 8 | 10 | 0
P_gen_MW | 2 | 8 | 11 | 0
P_gen_MW | 2 | 8 | 12 | 0
P_gen_MW | 2 | 8 | 13 | 0
P_gen_MW | 2 | 8 | 14 | 0
P_gen_MW | 2 | 8 | 15 | 0
P_gen_MW | 2 | 8 | 16 | 0
P_gen_MW | 2 | 8 | 17 | 0
P_gen_MW | 2 | 8 | 18 | 0
P_gen_MW | 2 | 8 | 19 | 0
P_gen_MW | 2 | 8 | 20 | 0
P_gen_MW | 2 | 8 | 21 | 0
P_gen_MW | 2 | 8 | 22 | 0
P_gen_MW | 2 | 8 | 23 | 0
P_gen_MW | 2 | 8 | 24 | 0
P_gen_MW | 2 | 9 | 1 | 0
P_gen_MW | 2 | 9 | 2 | 0
P_gen_MW | 2 | 9 | 3 | 0
P_gen_MW | 2 | 9 | 4 | 0
P_gen_MW | 2 | 9 | 5 | 0
P_gen_MW | 2 | 9 | 6 | 0
P_gen_MW | 2 | 9 | 7 | 0
P_gen_MW | 2 | 9 | 8 | 0
P_gen_MW | 2 | 9 | 9 | 0
P_gen_MW | 2 | 9 | 10 | 0
P_gen_MW | 2 | 9 | 11 | 0
P_gen_MW | 2 | 9 | 12 | 0
P_gen_MW | 2 | 9 | 13 | 0
P_gen_MW | 2 | 9 | 14 | 0
P_gen_MW | 2 | 9 | 15 | 0
P_gen_MW | 2 | 9 | 16 | 0
P_gen_MW | 2 | 9 | 17 | 0
P_gen_MW | 2 | 9 | 18 | 0
P_gen_MW | 2 | 9 | 19 | 0
P_gen_MW | 2 | 9 | 20 | 0
P_gen_MW | 2 | 9 | 21 | 0
P_gen_MW | 2 | 9 | 22 | 0
P_gen_MW | 2 | 9 | 23 | 0
P_gen_MW | 2 | 9 | 24 | 0
P_gen_MW | 2 | 10 | 1 | 0
P_gen_MW | 2 | 10 | 2 | 0
P_gen_MW | 2 | 10 | 3 | 0
P_gen_MW | 2 | 10 | 4 | 0
P_gen_MW | 2 | 10 | 5 | 0
P_gen_MW | 2 | 10 | 6 | 0
P_gen_MW | 2 | 10 | 7 | 0
P_gen_MW | 2 | 10 | 8 | 0
P_gen_MW | 2 | 10 | 9 | 0
P_gen_MW | 2 | 10 | 10 | 0
P_gen_MW | 2 | 10 | 11 | 0
P_gen_MW | 2 | 10 | 12 | 0
P_gen_MW | 2 | 10 | 13 | 0
P_gen_MW | 2 | 10 | 14 | 0
P_gen_MW | 2 | 10 | 15 | 0
P_gen_MW | 2 | 10 | 16 | 0
P_gen_MW | 2 | 10 | 17 | 0
P_gen_MW | 2 | 10 | 18 | 0
P_gen_MW | 2 | 10 | 19 | 0
P_gen_MW | 2 | 10 | 20 | 0
P_gen_MW | 2 | 10 | 21 | 0
P_gen_MW | 2 | 10 | 22 | 0
P_gen_MW | 2 | 10 | 23 | 0
P_gen_MW | 2 | 10 | 24 | 0
P_gen_MW | 2 | 11 | 1 | 0
P_gen_MW | 2 | 11 | 2 | 0
P_gen_MW | 2 | 11 | 3 | 0
P_gen_MW | 2 | 11 | 4 | 0
P_gen_MW | 2 | 11 | 5 | 0
P_gen_MW | 2 | 11 | 6 | 0
P_gen_MW | 2 | 11 | 7 | 0
P_gen_MW | 2 | 11 | 8 | 0
P_gen_MW | 2 | 11 | 9 | 0
P_gen_MW | 2 | 11 | 10 | 0
P_gen_MW | 2 | 11 | 11 | 0
P_gen_MW | 2 | 11 | 12 | 0
P_gen_MW | 2 | 11 | 13 | 0
P_gen_MW | 2 | 11 | 14 | 0
P_gen_MW | 2 | 11 | 15 | 0
P_gen_MW | 2 | 11 | 16 | 0
P_gen_MW | 2 | 11 | 17 | 0
P_gen_MW | 2 | 11 | 18 | 0
P_gen_MW | 2 | 11 | 19 | 0
P_gen_MW | 2 | 11 | 20 | 0
P_gen_MW | 2 | 11 | 21 | 0
P_gen_MW | 2 | 11 | 22 | 0
P_gen_MW | 2 | 11 | 23 | 0
P_gen_MW | 2 | 11 | 24 | 0
P_gen_MW | 2 | 12 | 1 | 0
P_gen_MW | 2 | 12 | 2 | 0
P_gen_MW | 2 | 12 | 3 | 0
P_gen_MW | 2 | 12 | 4 | 0
P_gen_MW | 2 | 12 | 5 | 0
P_gen_MW | 2 | 12 | 6 | 0
P_gen_MW | 2 | 12 | 7 | 0.042158
P_gen_MW | 2 | 12 | 8 | 0.20604
P_gen_MW | 2 | 12 | 9 | 0.40071
P_gen_MW | 2 | 12 | 10 | 0.57207
P_gen_MW | 2 | 12 | 11 | 0.60661
P_gen_MW | 2 | 12 | 12 | 0.65149
P_gen_MW | 2 | 12 | 13 | 0.70148
P_gen_MW | 2 | 12 | 14 | 0.66758
P_gen_MW | 2 | 12 | 15 | 0.743
P_gen_MW | 2 | 12 | 16 | 0.65358
P_gen_MW | 2 | 12 | 17 | 0.52899
P_gen_MW | 2 | 12 | 18 | 0.35873
P_gen_MW | 2 | 12 | 19 | 0.17083
P_gen_MW | 2 | 12 | 20 | 0.094234
P_gen_MW | 2 | 12 | 21 | 0.06979
P_gen_MW | 2 | 12 | 22 | 0.033372
P_gen_MW | 2 | 12 | 23 | 0.015269
P_gen_MW | 2 | 12 | 24 | 0
P_gen_MW | 2 | 13 | 1 | 0
P_gen_MW | 2 | 13 | 2 | 0
P_gen_MW | 2 | 13 | 3 | 0
P_gen_MW | 2 | 13 | 4 | 0
P_gen_MW | 2 | 13 | 5 | 0
P_gen_MW | 2 | 13 | 6 | 0
P_gen_MW | 2 | 13 | 7 | 0
P_gen_MW | 2 | 13 | 8 | 0
P_gen_MW | 2 | 13 | 9 | 0
P_gen_MW | 2 | 13 | 10 | 0
P_gen_MW | 2 | 13 | 11 | 0
P_gen_MW | 2 | 13 | 12 | 0
P_gen_MW | 2 | 13 | 13 | 0
P_gen_MW | 2 | 13 | 14 | 0
P_gen_MW | 2 | 13 | 15 | 0
P_gen_MW | 2 | 13 | 16 | 0
P_gen_MW | 2 | 13 | 17 | 0
P_gen_MW | 2 | 13 | 18 | 0
P_gen_MW | 2 | 13 | 19 | 0
P_gen_MW | 2 | 13 | 20 | 0
P_gen_MW | 2 | 13 | 21 | 0
P_gen_MW | 2 | 13 | 22 | 0
P_gen_MW | 2 | 13 | 23 | 0
P_gen_MW | 2 | 13 | 24 | 0
P_gen_MW | 2 | 14 | 1 | 0
P_gen_MW | 2 | 14 | 2 | 0
P_gen_MW | 2 | 14 | 3 | 0
P_gen_MW | 2 | 14 | 4 | 0
P_gen_MW | 2 | 14 | 5 | 0
P_gen_MW | 2 | 14 | 6 | 0
P_gen_MW | 2 | 14 | 7 | 0
P_gen_MW | 2 | 14 | 8 | 0
P_gen_MW | 2 | 14 | 9 | 0
P_gen_MW | 2 | 14 | 10 | 0
P_gen_MW | 2 | 14 | 11 | 0
P_gen_MW | 2 | 14 | 12 | 0
P_gen_MW | 2 | 14 | 13 | 0
P_gen_MW | 2 | 14 | 14 | 0
P_gen_MW | 2 | 14 | 15 | 0
P_gen_MW | 2 | 14 | 16 | 0
P_gen_MW | 2 | 14 | 17 | 0
P_gen_MW | 2 | 14 | 18 | 0
P_gen_MW | 2 | 14 | 19 | 0
P_gen_MW | 2 | 14 | 20 | 0
P_gen_MW | 2 | 14 | 21 | 0
P_gen_MW | 2 | 14 | 22 | 0
P_gen_MW | 2 | 14 | 23 | 0
P_gen_MW | 2 | 14 | 24 | 0
P_gen_MW | 2 | 15 | 1 | 0
P_gen_MW | 2 | 15 | 2 | 0
P_gen_MW | 2 | 15 | 3 | 0
P_gen_MW | 2 | 15 | 4 | 0
P_gen_MW | 2 | 15 | 5 | 0
P_gen_MW | 2 | 15 | 6 | 0
P_gen_MW | 2 | 15 | 7 | 0
P_gen_MW | 2 | 15 | 8 | 0
P_gen_MW | 2 | 15 | 9 | 0
P_gen_MW | 2 | 15 | 10 | 0
P_gen_MW | 2 | 15 | 11 | 0
P_gen_MW | 2 | 15 | 12 | 0
P_gen_MW | 2 | 15 | 13 | 0
P_gen_MW | 2 | 15 | 14 | 0
P_gen_MW | 2 | 15 | 15 | 0
P_gen_MW | 2 | 15 | 16 | 0
P_gen_MW | 2 | 15 | 17 | 0
P_gen_MW | 2 | 15 | 18 | 0
P_gen_MW | 2 | 15 | 19 | 0
P_gen_MW | 2 | 15 | 20 | 0
P_gen_MW | 2 | 15 | 21 | 0
P_gen_MW | 2 | 15 | 22 | 0
P_gen_MW | 2 | 15 | 23 | 0
P_gen_MW | 2 | 15 | 24 | 0
P_gen_MW | 2 | 16 | 1 | 0
P_gen_MW | 2 | 16 | 2 | 0
P_gen_MW | 2 | 16 | 3 | 0
P_gen_MW | 2 | 16 | 4 | 0
P_gen_MW | 2 | 16 | 5 | 0
P_gen_MW | 2 | 16 | 6 | 0
P_gen_MW | 2 | 16 | 7 | 0
P_gen_MW | 2 | 16 | 8 | 0
P_gen_MW | 2 | 16 | 9 | 0
P_gen_MW | 2 | 16 | 10 | 0
P_gen_MW | 2 | 16 | 11 | 0
P_gen_MW | 2 | 16 | 12 | 0
P_gen_MW | 2 | 16 | 13 | 0
P_gen_MW | 2 | 16 | 14 | 0
P_gen_MW | 2 | 16 | 15 | 0
P_gen_MW | 2 | 16 | 16 | 0
P_gen_MW | 2 | 16 | 17 | 0
P_gen_MW | 2 | 16 | 18 | 0
P_gen_MW | 2 | 16 | 19 | 0
P_gen_MW | 2 | 16 | 20 | 0
P_gen_MW | 2 | 16 | 21 | 0
P_gen_MW | 2 | 16 | 22 | 0
P_gen_MW | 2 | 16 | 23 | 0
P_gen_MW | 2 | 16 | 24 | 0
P_gen_MW | 2 | 17 | 1 | 0
P_gen_MW | 2 | 17 | 2 | 0
P_gen_MW | 2 | 17 | 3 | 0
P_gen_MW | 2 | 17 | 4 | 0
P_gen_MW | 2 | 17 | 5 | 0
P_gen_MW | 2 | 17 | 6 | 0
P_gen_MW | 2 | 17 | 7 | 0
P_gen_MW | 2 | 17 | 8 | 0
P_gen_MW | 2 | 17 | 9 | 0
P_gen_MW | 2 | 17 | 10 | 0
P_gen_MW | 2 | 17 | 11 | 0
P_gen_MW | 2 | 17 | 12 | 0
P_gen_MW | 2 | 17 | 13 | 0
P_gen_MW | 2 | 17 | 14 | 0
P_gen_MW | 2 | 17 | 15 | 0
P_gen_MW | 2 | 17 | 16 | 0
P_gen_MW | 2 | 17 | 17 | 0
P_gen_MW | 2 | 17 | 18 | 0
P_gen_MW | 2 | 17 | 19 | 0
P_gen_MW | 2 | 17 | 20 | 0
P_gen_MW | 2 | 17 | 21 | 0
P_gen_MW | 2 | 17 | 22 | 0
P_gen_MW | 2 | 17 | 23 | 0
P_gen_MW | 2 | 17 | 24 | 0
P_gen_MW | 2 | 18 | 1 | 0
P_gen_MW | 2 | 18 | 2 | 0
P_gen_MW | 2 | 18 | 3 | 0
P_gen_MW | 2 | 18 | 4 | 0
P_gen_MW | 2 | 18 | 5 | 0
P_gen_MW | 2 | 18 | 6 | 0
P_gen_MW | 2 | 18 | 7 | 0
P_gen_MW | 2 | 18 | 8 | 0
P_gen_MW | 2 | 18 | 9 | 0
P_gen_MW | 2 | 18 | 10 | 0
P_gen_MW | 2 | 18 | 11 | 0
P_gen_MW | 2 | 18 | 12 | 0
P_gen_MW | 2 | 18 | 13 | 0
P_gen_MW | 2 | 18 | 14 | 0
P_gen_MW | 2 | 18 | 15 | 0
P_gen_MW | 2 | 18 | 16 | 0
P_gen_MW | 2 | 18 | 17 | 0
P_gen_MW | 2 | 18 | 18 | 0
P_gen_MW | 2 | 18 | 19 | 0
P_gen_MW | 2 | 18 | 20 | 0
P_gen_MW | 2 | 18 | 21 | 0
P_gen_MW | 2 | 18 | 22 | 0
P_gen_MW | 2 | 18 | 23 | 0
P_gen_MW | 2 | 18 | 24 | 0
P_gen_MW | 2 | 19 | 1 | 0
P_gen_MW | 2 | 19 | 2 | 0
P_gen_MW | 2 | 19 | 3 | 0
P_gen_MW | 2 | 19 | 4 | 0
P_gen_MW | 2 | 19 | 5 | 0
P_gen_MW | 2 | 19 | 6 | 0
P_gen_MW | 2 | 19 | 7 | 0
P_gen_MW | 2 | 19 | 8 | 0
P_gen_MW | 2 | 19 | 9 | 0
P_gen_MW | 2 | 19 | 10 | 0
P_gen_MW | 2 | 19 | 11 | 0
P_gen_MW | 2 | 19 | 12 | 0
P_gen_MW | 2 | 19 | 13 | 0
P_gen_MW | 2 | 19 | 14 | 0
P_gen_MW | 2 | 19 | 15 | 0
P_gen_MW | 2 | 19 | 16 | 0
P_gen_MW | 2 | 19 | 17 | 0
P_gen_MW | 2 | 19 | 18 | 0
P_gen_MW | 2 | 19 | 19 | 0
P_gen_MW | 2 | 19 | 20 | 0
P_gen_MW | 2 | 19 | 21 | 0
P_gen_MW | 2 | 19 | 22 | 0
P_gen_MW | 2 | 19 | 23 | 0
P_gen_MW | 2 | 19 | 24 | 0
P_gen_MW | 2 | 20 | 1 | 0
P_gen_MW | 2 | 20 | 2 | 0
P_gen_MW | 2 | 20 | 3 | 0
P_gen_MW | 2 | 20 | 4 | 0
P_gen_MW | 2 | 20 | 5 | 0
P_gen_MW | 2 | 20 | 6 | 0
P_gen_MW | 2 | 20 | 7 | 0
P_gen_MW | 2 | 20 | 8 | 0
P_gen_MW | 2 | 20 | 9 | 0
P_gen_MW | 2 | 20 | 10 | 0
P_gen_MW | 2 | 20 | 11 | 0
P_gen_MW | 2 | 20 | 12 | 0
P_gen_MW | 2 | 20 | 13 | 0
P_gen_MW | 2 | 20 | 14 | 0
P_gen_MW | 2 | 20 | 15 | 0
P_gen_MW | 2 | 20 | 16 | 0
P_gen_MW | 2 | 20 | 17 | 0
P_gen_MW | 2 | 20 | 18 | 0
P_gen_MW | 2 | 20 | 19 | 0
P_gen_MW | 2 | 20 | 20 | 0
P_gen_MW | 2 | 20 | 21 | 0
P_gen_MW | 2 | 20 | 22 | 0
P_gen_MW | 2 | 20 | 23 | 0
P_gen_MW | 2 | 20 | 24 | 0
P_gen_MW | 2 | 21 | 1 | 0
P_gen_MW | 2 | 21 | 2 | 0
P_gen_MW | 2 | 21 | 3 | 0
P_gen_MW | 2 | 21 | 4 | 0
P_gen_MW | 2 | 21 | 5 | 0
P_gen_MW | 2 | 21 | 6 | 0
P_gen_MW | 2 | 21 | 7 | 0
P_gen_MW | 2 | 21 | 8 | 0
P_gen_MW | 2 | 21 | 9 | 0
P_gen_MW | 2 | 21 | 10 | 0
P_gen_MW | 2 | 21 | 11 | 0
P_gen_MW | 2 | 21 | 12 | 0
P_gen_MW | 2 | 21 | 13 | 0
P_gen_MW | 2 | 21 | 14 | 0
P_gen_MW | 2 | 21 | 15 | 0
P_gen_MW | 2 | 21 | 16 | 0
P_gen_MW | 2 | 21 | 17 | 0
P_gen_MW | 2 | 21 | 18 | 0
P_gen_MW | 2 | 21 | 19 | 0
P_gen_MW | 2 | 21 | 20 | 0
P_gen_MW | 2 | 21 | 21 | 0
P_gen_MW | 2 | 21 | 22 | 0
P_gen_MW | 2 | 21 | 23 | 0
P_gen_MW | 2 | 21 | 24 | 0
P_gen_MW | 2 | 22 | 1 | 0
P_gen_MW | 2 | 22 | 2 | 0
P_gen_MW | 2 | 22 | 3 | 0
P_gen_MW | 2 | 22 | 4 | 0
P_gen_MW | 2 | 22 | 5 | 0
P_gen_MW | 2 | 22 | 6 | 0
P_gen_MW | 2 | 22 | 7 | 0
P_gen_MW | 2 | 22 | 8 | 0
P_gen_MW | 2 | 22 | 9 | 0
P_gen_MW | 2 | 22 | 10 | 0
P_gen_MW | 2 | 22 | 11 | 0
P_gen_MW | 2 | 22 | 12 | 0
P_gen_MW | 2 | 22 | 13 | 0
P_gen_MW | 2 | 22 | 14 | 0
P_gen_MW | 2 | 22 | 15 | 0
P_gen_MW | 2 | 22 | 16 | 0
P_gen_MW | 2 | 22 | 17 | 0
P_gen_MW | 2 | 22 | 18 | 0
P_gen_MW | 2 | 22 | 19 | 0
P_gen_MW | 2 | 22 | 20 | 0
P_gen_MW | 2 | 22 | 21 | 0
P_gen_MW | 2 | 22 | 22 | 0
P_gen_MW | 2 | 22 | 23 | 0
P_gen_MW | 2 | 22 | 24 | 0
P_gen_MW | 2 | 23 | 1 | 0
P_gen_MW | 2 | 23 | 2 | 0
P_gen_MW | 2 | 23 | 3 | 0
P_gen_MW | 2 | 23 | 4 | 0
P_gen_MW | 2 | 23 | 5 | 0
P_gen_MW | 2 | 23 | 6 | 0
P_gen_MW | 2 | 23 | 7 | 0
P_gen_MW | 2 | 23 | 8 | 0
P_gen_MW | 2 | 23 | 9 | 0
P_gen_MW | 2 | 23 | 10 | 0
P_gen_MW | 2 | 23 | 11 | 0
P_gen_MW | 2 | 23 | 12 | 0
P_gen_MW | 2 | 23 | 13 | 0
P_gen_MW | 2 | 23 | 14 | 0
P_gen_MW | 2 | 23 | 15 | 0
P_gen_MW | 2 | 23 | 16 | 0
P_gen_MW | 2 | 23 | 17 | 0
P_gen_MW | 2 | 23 | 18 | 0
P_gen_MW | 2 | 23 | 19 | 0
P_gen_MW | 2 | 23 | 20 | 0
P_gen_MW | 2 | 23 | 21 | 0
P_gen_MW | 2 | 23 | 22 | 0
P_gen_MW | 2 | 23 | 23 | 0
P_gen_MW | 2 | 23 | 24 | 0
P_gen_MW | 2 | 24 | 1 | 0
P_gen_MW | 2 | 24 | 2 | 0
P_gen_MW | 2 | 24 | 3 | 0
P_gen_MW | 2 | 24 | 4 | 0
P_gen_MW | 2 | 24 | 5 | 0
P_gen_MW | 2 | 24 | 6 | 0
P_gen_MW | 2 | 24 | 7 | 0
P_gen_MW | 2 | 24 | 8 | 0
P_gen_MW | 2 | 24 | 9 | 0
P_gen_MW | 2 | 24 | 10 | 0
P_gen_MW | 2 | 24 | 11 | 0
P_gen_MW | 2 | 24 | 12 | 0
P_gen_MW | 2 | 24 | 13 | 0
P_gen_MW | 2 | 24 | 14 | 0
P_gen_MW | 2 | 24 | 15 | 0
P_gen_MW | 2 | 24 | 16 | 0
P_gen_MW | 2 | 24 | 17 | 0
P_gen_MW | 2 | 24 | 18 | 0
P_gen_MW | 2 | 24 | 19 | 0
P_gen_MW | 2 | 24 | 20 | 0
P_gen_MW | 2 | 24 | 21 | 0
P_gen_MW | 2 | 24 | 22 | 0
P_gen_MW | 2 | 24 | 23 | 0
P_gen_MW | 2 | 24 | 24 | 0
P_gen_MW | 2 | 25 | 1 | 0
P_gen_MW | 2 | 25 | 2 | 0
P_gen_MW | 2 | 25 | 3 | 0
P_gen_MW | 2 | 25 | 4 | 0
P_gen_MW | 2 | 25 | 5 | 0
P_gen_MW | 2 | 25 | 6 | 0
P_gen_MW | 2 | 25 | 7 | 0
P_gen_MW | 2 | 25 | 8 | 0
P_gen_MW | 2 | 25 | 9 | 0
P_gen_MW | 2 | 25 | 10 | 0
P_gen_MW | 2 | 25 | 11 | 0
P_gen_MW | 2 | 25 | 12 | 0
P_gen_MW | 2 | 25 | 13 | 0
P_gen_MW | 2 | 25 | 14 | 0
P_gen_MW | 2 | 25 | 15 | 0
P_gen_MW | 2 | 25 | 16 | 0
P_gen_MW | 2 | 25 | 17 | 0
P_gen_MW | 2 | 25 | 18 | 0
P_gen_MW | 2 | 25 | 19 | 0
P_gen_MW | 2 | 25 | 20 | 0
P_gen_MW | 2 | 25 | 21 | 0
P_gen_MW | 2 | 25 | 22 | 0
P_gen_MW | 2 | 25 | 23 | 0
P_gen_MW | 2 | 25 | 24 | 0
P_gen_MW | 2 | 26 | 1 | 0
P_gen_MW | 2 | 26 | 2 | 0
P_gen_MW | 2 | 26 | 3 | 0
P_gen_MW | 2 | 26 | 4 | 0
P_gen_MW | 2 | 26 | 5 | 0
P_gen_MW | 2 | 26 | 6 | 0
P_gen_MW | 2 | 26 | 7 | 0
P_gen_MW | 2 | 26 | 8 | 0
P_gen_MW | 2 | 26 | 9 | 0
P_gen_MW | 2 | 26 | 10 | 0
P_gen_MW | 2 | 26 | 11 | 0
P_gen_MW | 2 | 26 | 12 | 0
P_gen_MW | 2 | 26 | 13 | 0
P_gen_MW | 2 | 26 | 14 | 0
P_gen_MW | 2 | 26 | 15 | 0
P_gen_MW | 2 | 26 | 16 | 0
P_gen_MW | 2 | 26 | 17 | 0
P_gen_MW | 2 | 26 | 18 | 0
P_gen_MW | 2 | 26 | 19 | 0
P_gen_MW | 2 | 26 | 20 | 0
P_gen_MW | 2 | 26 | 21 | 0
P_gen_MW | 2 | 26 | 22 | 0
P_gen_MW | 2 | 26 | 23 | 0
P_gen_MW | 2 | 26 | 24 | 0
P_gen_MW | 2 | 27 | 1 | 0
P_gen_MW | 2 | 27 | 2 | 0
P_gen_MW | 2 | 27 | 3 | 0
P_gen_MW | 2 | 27 | 4 | 0
P_gen_MW | 2 | 27 | 5 | 0
P_gen_MW | 2 | 27 | 6 | 0
P_gen_MW | 2 | 27 | 7 | 0
P_gen_MW | 2 | 27 | 8 | 0
P_gen_MW | 2 | 27 | 9 | 0
P_gen_MW | 2 | 27 | 10 | 0
P_gen_MW | 2 | 27 | 11 | 0
P_gen_MW | 2 | 27 | 12 | 0
P_gen_MW | 2 | 27 | 13 | 0
P_gen_MW | 2 | 27 | 14 | 0
P_gen_MW | 2 | 27 | 15 | 0
P_gen_MW | 2 | 27 | 16 | 0
P_gen_MW | 2 | 27 | 17 | 0
P_gen_MW | 2 | 27 | 18 | 0
P_gen_MW | 2 | 27 | 19 | 0
P_gen_MW | 2 | 27 | 20 | 0
P_gen_MW | 2 | 27 | 21 | 0
P_gen_MW | 2 | 27 | 22 | 0
P_gen_MW | 2 | 27 | 23 | 0
P_gen_MW | 2 | 27 | 24 | 0
P_gen_MW | 2 | 28 | 1 | 0
P_gen_MW | 2 | 28 | 2 | 0
P_gen_MW | 2 | 28 | 3 | 0
P_gen_MW | 2 | 28 | 4 | 0
P_gen_MW | 2 | 28 | 5 | 0
P_gen_MW | 2 | 28 | 6 | 0
P_gen_MW | 2 | 28 | 7 | 0
P_gen_MW | 2 | 28 | 8 | 0
P_gen_MW | 2 | 28 | 9 | 0
P_gen_MW | 2 | 28 | 10 | 0
P_gen_MW | 2 | 28 | 11 | 0
P_gen_MW | 2 | 28 | 12 | 0
P_gen_MW | 2 | 28 | 13 | 0
P_gen_MW | 2 | 28 | 14 | 0
P_gen_MW | 2 | 28 | 15 | 0
P_gen_MW | 2 | 28 | 16 | 0
P_gen_MW | 2 | 28 | 17 | 0
P_gen_MW | 2 | 28 | 18 | 0
P_gen_MW | 2 | 28 | 19 | 0
P_gen_MW | 2 | 28 | 20 | 0
P_gen_MW | 2 | 28 | 21 | 0
P_gen_MW | 2 | 28 | 22 | 0
P_gen_MW | 2 | 28 | 23 | 0
P_gen_MW | 2 | 28 | 24 | 0
P_gen_MW | 2 | 29 | 1 | 0
P_gen_MW | 2 | 29 | 2 | 0
P_gen_MW | 2 | 29 | 3 | 0
P_gen_MW | 2 | 29 | 4 | 0
P_gen_MW | 2 | 29 | 5 | 0
P_gen_MW | 2 | 29 | 6 | 0
P_gen_MW | 2 | 29 | 7 | 0
P_gen_MW | 2 | 29 | 8 | 0
P_gen_MW | 2 | 29 | 9 | 0
P_gen_MW | 2 | 29 | 10 | 0
P_gen_MW | 2 | 29 | 11 | 0
P_gen_MW | 2 | 29 | 12 | 0
P_gen_MW | 2 | 29 | 13 | 0
P_gen_MW | 2 | 29 | 14 | 0
P_gen_MW | 2 | 29 | 15 | 0
P_gen_MW | 2 | 29 | 16 | 0
P_gen_MW | 2 | 29 | 17 | 0
P_gen_MW | 2 | 29 | 18 | 0
P_gen_MW | 2 | 29 | 19 | 0
P_gen_MW | 2 | 29 | 20 | 0
P_gen_MW | 2 | 29 | 21 | 0
P_gen_MW | 2 | 29 | 22 | 0
P_gen_MW | 2 | 29 | 23 | 0
P_gen_MW | 2 | 29 | 24 | 0
P_gen_MW | 2 | 30 | 1 | 0
P_gen_MW | 2 | 30 | 2 | 0
P_gen_MW | 2 | 30 | 3 | 0
P_gen_MW | 2 | 30 | 4 | 0
P_gen_MW | 2 | 30 | 5 | 0
P_gen_MW | 2 | 30 | 6 | 0
P_gen_MW | 2 | 30 | 7 | 0
P_gen_MW | 2 | 30 | 8 | 0
P_gen_MW | 2 | 30 | 9 | 0
P_gen_MW | 2 | 30 | 10 | 0
P_gen_MW | 2 | 30 | 11 | 0
P_gen_MW | 2 | 30 | 12 | 0
P_gen_MW | 2 | 30 | 13 | 0
P_gen_MW | 2 | 30 | 14 | 0
P_gen_MW | 2 | 30 | 15 | 0
P_gen_MW | 2 | 30 | 16 | 0
P_gen_MW | 2 | 30 | 17 | 0
P_gen_MW | 2 | 30 | 18 | 0
P_gen_MW | 2 | 30 | 19 | 0
P_gen_MW | 2 | 30 | 20 | 0
P_gen_MW | 2 | 30 | 21 | 0
P_gen_MW | 2 | 30 | 22 | 0
P_gen_MW | 2 | 30 | 23 | 0
P_gen_MW | 2 | 30 | 24 | 0
P_gen_MW | 2 | 31 | 1 | 0
P_gen_MW | 2 | 31 | 2 | 0
P_gen_MW | 2 | 31 | 3 | 0
P_gen_MW | 2 | 31 | 4 | 0
P_gen_MW | 2 | 31 | 5 | 0
P_gen_MW | 2 | 31 | 6 | 0
P_gen_MW | 2 | 31 | 7 | 0
P_gen_MW | 2 | 31 | 8 | 0
P_gen_MW | 2 | 31 | 9 | 0
P_gen_MW | 2 | 31 | 10 | 0
P_gen_MW | 2 | 31 | 11 | 0
P_gen_MW | 2 | 31 | 12 | 0
P_gen_MW | 2 | 31 | 13 | 0
P_gen_MW | 2 | 31 | 14 | 0
P_gen_MW | 2 | 31 | 15 | 0
P_gen_MW | 2 | 31 | 16 | 0
P_gen_MW | 2 | 31 | 17 | 0
P_gen_MW | 2 | 31 | 18 | 0
P_gen_MW | 2 | 31 | 19 | 0
P_gen_MW | 2 | 31 | 20 | 0
P_gen_MW | 2 | 31 | 21 | 0
P_gen_MW | 2 | 31 | 22 | 0
P_gen_MW | 2 | 31 | 23 | 0
P_gen_MW | 2 | 31 | 24 | 0
P_gen_MW | 2 | 32 | 1 | 0
P_gen_MW | 2 | 32 | 2 | 0
P_gen_MW | 2 | 32 | 3 | 0
P_gen_MW | 2 | 32 | 4 | 0
P_gen_MW | 2 | 32 | 5 | 0
P_gen_MW | 2 | 32 | 6 | 0
P_gen_MW | 2 | 32 | 7 | 0
P_gen_MW | 2 | 32 | 8 | 0
P_gen_MW | 2 | 32 | 9 | 0
P_gen_MW | 2 | 32 | 10 | 0
P_gen_MW | 2 | 32 | 11 | 0
P_gen_MW | 2 | 32 | 12 | 0
P_gen_MW | 2 | 32 | 13 | 0
P_gen_MW | 2 | 32 | 14 | 0
P_gen_MW | 2 | 32 | 15 | 0
P_gen_MW | 2 | 32 | 16 | 0
P_gen_MW | 2 | 32 | 17 | 0
P_gen_MW | 2 | 32 | 18 | 0
P_gen_MW | 2 | 32 | 19 | 0
P_gen_MW | 2 | 32 | 20 | 0
P_gen_MW | 2 | 32 | 21 | 0
P_gen_MW | 2 | 32 | 22 | 0
P_gen_MW | 2 | 32 | 23 | 0
P_gen_MW | 2 | 32 | 24 | 0
P_gen_MW | 2 | 33 | 1 | 0
P_gen_MW | 2 | 33 | 2 | 0
P_gen_MW | 2 | 33 | 3 | 0
P_gen_MW | 2 | 33 | 4 | 0
P_gen_MW | 2 | 33 | 5 | 0
P_gen_MW | 2 | 33 | 6 | 0
P_gen_MW | 2 | 33 | 7 | 0
P_gen_MW | 2 | 33 | 8 | 0
P_gen_MW | 2 | 33 | 9 | 0
P_gen_MW | 2 | 33 | 10 | 0
P_gen_MW | 2 | 33 | 11 | 0
P_gen_MW | 2 | 33 | 12 | 0
P_gen_MW | 2 | 33 | 13 | 0
P_gen_MW | 2 | 33 | 14 | 0
P_gen_MW | 2 | 33 | 15 | 0
P_gen_MW | 2 | 33 | 16 | 0
P_gen_MW | 2 | 33 | 17 | 0
P_gen_MW | 2 | 33 | 18 | 0
P_gen_MW | 2 | 33 | 19 | 0
P_gen_MW | 2 | 33 | 20 | 0
P_gen_MW | 2 | 33 | 21 | 0
P_gen_MW | 2 | 33 | 22 | 0
P_gen_MW | 2 | 33 | 23 | 0
P_gen_MW | 2 | 33 | 24 | 0
P_gen_MW | 3 | 1 | 1 | 0
P_gen_MW | 3 | 1 | 2 | 0
P_gen_MW | 3 | 1 | 3 | 0
P_gen_MW | 3 | 1 | 4 | 0
P_gen_MW | 3 | 1 | 5 | 0
P_gen_MW | 3 | 1 | 6 | 0
P_gen_MW | 3 | 1 | 7 | 0
P_gen_MW | 3 | 1 | 8 | 0
P_gen_MW | 3 | 1 | 9 | 0
P_gen_MW | 3 | 1 | 10 | 0
P_gen_MW | 3 | 1 | 11 | 0
P_gen_MW | 3 | 1 | 12 | 0
P_gen_MW | 3 | 1 | 13 | 0
P_gen_MW | 3 | 1 | 14 | 0
P_gen_MW | 3 | 1 | 15 | 0
P_gen_MW | 3 | 1 | 16 | 0
P_gen_MW | 3 | 1 | 17 | 0
P_gen_MW | 3 | 1 | 18 | 0
P_gen_MW | 3 | 1 | 19 | 0
P_gen_MW | 3 | 1 | 20 | 0
P_gen_MW | 3 | 1 | 21 | 0
P_gen_MW | 3 | 1 | 22 | 0
P_gen_MW | 3 | 1 | 23 | 0
P_gen_MW | 3 | 1 | 24 | 0
P_gen_MW | 3 | 2 | 1 | 0
P_gen_MW | 3 | 2 | 2 | 0
P_gen_MW | 3 | 2 | 3 | 0
P_gen_MW | 3 | 2 | 4 | 0
P_gen_MW | 3 | 2 | 5 | 0
P_gen_MW | 3 | 2 | 6 | 0
P_gen_MW | 3 | 2 | 7 | 0
P_gen_MW | 3 | 2 | 8 | 0
P_gen_MW | 3 | 2 | 9 | 0
P_gen_MW | 3 | 2 | 10 | 0
P_gen_MW | 3 | 2 | 11 | 0
P_gen_MW | 3 | 2 | 12 | 0
P_gen_MW | 3 | 2 | 13 | 0
P_gen_MW | 3 | 2 | 14 | 0
P_gen_MW | 3 | 2 | 15 | 0
P_gen_MW | 3 | 2 | 16 | 0
P_gen_MW | 3 | 2 | 17 | 0
P_gen_MW | 3 | 2 | 18 | 0
P_gen_MW | 3 | 2 | 19 | 0
P_gen_MW | 3 | 2 | 20 | 0
P_gen_MW | 3 | 2 | 21 | 0
P_gen_MW | 3 | 2 | 22 | 0
P_gen_MW | 3 | 2 | 23 | 0
P_gen_MW | 3 | 2 | 24 | 0
P_gen_MW | 3 | 3 | 1 | 0
P_gen_MW | 3 | 3 | 2 | 0
P_gen_MW | 3 | 3 | 3 | 0
P_gen_MW | 3 | 3 | 4 | 0
P_gen_MW | 3 | 3 | 5 | 0
P_gen_MW | 3 | 3 | 6 | 0
P_gen_MW | 3 | 3 | 7 | 0
P_gen_MW | 3 | 3 | 8 | 0
P_gen_MW | 3 | 3 | 9 | 0
P_gen_MW | 3 | 3 | 10 | 0
P_gen_MW | 3 | 3 | 11 | 0
P_gen_MW | 3 | 3 | 12 | 0
P_gen_MW | 3 | 3 | 13 | 0
P_gen_MW | 3 | 3 | 14 | 0
P_gen_MW | 3 | 3 | 15 | 0
P_gen_MW | 3 | 3 | 16 | 0
P_gen_MW | 3 | 3 | 17 | 0
P_gen_MW | 3 | 3 | 18 | 0
P_gen_MW | 3 | 3 | 19 | 0
P_gen_MW | 3 | 3 | 20 | 0
P_gen_MW | 3 | 3 | 21 | 0
P_gen_MW | 3 | 3 | 22 | 0
P_gen_MW | 3 | 3 | 23 | 0
P_gen_MW | 3 | 3 | 24 | 0
P_gen_MW | 3 | 4 | 1 | 0
P_gen_MW | 3 | 4 | 2 | 0
P_gen_MW | 3 | 4 | 3 | 0
P_gen_MW | 3 | 4 | 4 | 0
P_gen_MW | 3 | 4 | 5 | 0
P_gen_MW | 3 | 4 | 6 | 0
P_gen_MW | 3 | 4 | 7 | 0
P_gen_MW | 3 | 4 | 8 | 0
P_gen_MW | 3 | 4 | 9 | 0
P_gen_MW | 3 | 4 | 10 | 0
P_gen_MW | 3 | 4 | 11 | 0
P_gen_MW | 3 | 4 | 12 | 0
P_gen_MW | 3 | 4 | 13 | 0
P_gen_MW | 3 | 4 | 14 | 0
P_gen_MW | 3 | 4 | 15 | 0
P_gen_MW | 3 | 4 | 16 | 0
P_gen_MW | 3 | 4 | 17 | 0
P_gen_MW | 3 | 4 | 18 | 0
P_gen_MW | 3 | 4 | 19 | 0
P_gen_MW | 3 | 4 | 20 | 0
P_gen_MW | 3 | 4 | 21 | 0
P_gen_MW | 3 | 4 | 22 | 0
P_gen_MW | 3 | 4 | 23 | 0
P_gen_MW | 3 | 4 | 24 | 0
P_gen_MW | 3 | 5 | 1 | 0
P_gen_MW | 3 | 5 | 2 | 0
P_gen_MW | 3 | 5 | 3 | 0
P_gen_MW | 3 | 5 | 4 | 0
P_gen_MW | 3 | 5 | 5 | 0
P_gen_MW | 3 | 5 | 6 | 0
P_gen_MW | 3 | 5 | 7 | 0
P_gen_MW | 3 | 5 | 8 | 0
P_gen_MW | 3 | 5 | 9 | 0
P_gen_MW | 3 | 5 | 10 | 0
P_gen_MW | 3 | 5 | 11 | 0
P_gen_MW | 3 | 5 | 12 | 0
P_gen_MW | 3 | 5 | 13 | 0
P_gen_MW | 3 | 5 | 14 | 0
P_gen_MW | 3 | 5 | 15 | 0
P_gen_MW | 3 | 5 | 16 | 0
P_gen_MW | 3 | 5 | 17 | 0
P_gen_MW | 3 | 5 | 18 | 0
P_gen_MW | 3 | 5 | 19 | 0
P_gen_MW | 3 | 5 | 20 | 0
P_gen_MW | 3 | 5 | 21 | 0
P_gen_MW | 3 | 5 | 22 | 0
P_gen_MW | 3 | 5 | 23 | 0
P_gen_MW | 3 | 5 | 24 | 0
P_gen_MW | 3 | 6 | 1 | 0
P_gen_MW | 3 | 6 | 2 | 0
P_gen_MW | 3 | 6 | 3 | 0
P_gen_MW | 3 | 6 | 4 | 0
P_gen_MW | 3 | 6 | 5 | 0
P_gen_MW | 3 | 6 | 6 | 0
P_gen_MW | 3 | 6 | 7 | 0
P_gen_MW | 3 | 6 | 8 | 0
P_gen_MW | 3 | 6 | 9 | 0
P_gen_MW | 3 | 6 | 10 | 0
P_gen_MW | 3 | 6 | 11 | 0
P_gen_MW | 3 | 6 | 12 | 0
P_gen_MW | 3 | 6 | 13 | 0
P_gen_MW | 3 | 6 | 14 | 0
P_gen_MW | 3 | 6 | 15 | 0
P_gen_MW | 3 | 6 | 16 | 0
P_gen_MW | 3 | 6 | 17 | 0
P_gen_MW | 3 | 6 | 18 | 0
P_gen_MW | 3 | 6 | 19 | 0
P_gen_MW | 3 | 6 | 20 | 0
P_gen_MW | 3 | 6 | 21 | 0
P_gen_MW | 3 | 6 | 22 | 0
P_gen_MW | 3 | 6 | 23 | 0
P_gen_MW | 3 | 6 | 24 | 0
P_gen_MW | 3 | 7 | 1 | 0
P_gen_MW | 3 | 7 | 2 | 0
P_gen_MW | 3 | 7 | 3 | 0
P_gen_MW | 3 | 7 | 4 | 0
P_gen_MW | 3 | 7 | 5 | 0
P_gen_MW | 3 | 7 | 6 | 0
P_gen_MW | 3 | 7 | 7 | 0
P_gen_MW | 3 | 7 | 8 | 0
P_gen_MW | 3 | 7 | 9 | 0
P_gen_MW | 3 | 7 | 10 | 0
P_gen_MW | 3 | 7 | 11 | 0
P_gen_MW | 3 | 7 | 12 | 0
P_gen_MW | 3 | 7 | 13 | 0
P_gen_MW | 3 | 7 | 14 | 0
P_gen_MW | 3 | 7 | 15 | 0
P_gen_MW | 3 | 7 | 16 | 0
P_gen_MW | 3 | 7 | 17 | 0
P_gen_MW | 3 | 7 | 18 | 0
P_gen_MW | 3 | 7 | 19 | 0
P_gen_MW | 3 | 7 | 20 | 0
P_gen_MW | 3 | 7 | 21 | 0
P_gen_MW | 3 | 7 | 22 | 0
P_gen_MW | 3 | 7 | 23 | 0
P_gen_MW | 3 | 7 | 24 | 0
P_gen_MW | 3 | 8 | 1 | 0
P_gen_MW | 3 | 8 | 2 | 0
P_gen_MW | 3 | 8 | 3 | 0
P_gen_MW | 3 | 8 | 4 | 0
P_gen_MW | 3 | 8 | 5 | 0
P_gen_MW | 3 | 8 | 6 | 0
P_gen_MW | 3 | 8 | 7 | 0
P_gen_MW | 3 | 8 | 8 | 0
P_gen_MW | 3 | 8 | 9 | 0
P_gen_MW | 3 | 8 | 10 | 0
P_gen_MW | 3 | 8 | 11 | 0
P_gen_MW | 3 | 8 | 12 | 0
P_gen_MW | 3 | 8 | 13 | 0
P_gen_MW | 3 | 8 | 14 | 0
P_gen_MW | 3 | 8 | 15 | 0
P_gen_MW | 3 | 8 | 16 | 0
P_gen_MW | 3 | 8 | 17 | 0
P_gen_MW | 3 | 8 | 18 | 0
P_gen_MW | 3 | 8 | 19 | 0
P_gen_MW | 3 | 8 | 20 | 0
P_gen_MW | 3 | 8 | 21 | 0
P_gen_MW | 3 | 8 | 22 | 0
P_gen_MW | 3 | 8 | 23 | 0
P_gen_MW | 3 | 8 | 24 | 0
P_gen_MW | 3 | 9 | 1 | 0
P_gen_MW | 3 | 9 | 2 | 0
P_gen_MW | 3 | 9 | 3 | 0
P_gen_MW | 3 | 9 | 4 | 0
P_gen_MW | 3 | 9 | 5 | 0
P_gen_MW | 3 | 9 | 6 | 0
P_gen_MW | 3 | 9 | 7 | 0
P_gen_MW | 3 | 9 | 8 | 0
P_gen_MW | 3 | 9 | 9 | 0
P_gen_MW | 3 | 9 | 10 | 0
P_gen_MW | 3 | 9 | 11 | 0
P_gen_MW | 3 | 9 | 12 | 0
P_gen_MW | 3 | 9 | 13 | 0
P_gen_MW | 3 | 9 | 14 | 0
P_gen_MW | 3 | 9 | 15 | 0
P_gen_MW | 3 | 9 | 16 | 0
P_gen_MW | 3 | 9 | 17 | 0
P_gen_MW | 3 | 9 | 18 | 0
P_gen_MW | 3 | 9 | 19 | 0
P_gen_MW | 3 | 9 | 20 | 0
P_gen_MW | 3 | 9 | 21 | 0
P_gen_MW | 3 | 9 | 22 | 0
P_gen_MW | 3 | 9 | 23 | 0
P_gen_MW | 3 | 9 | 24 | 0
P_gen_MW | 3 | 10 | 1 | 0
P_gen_MW | 3 | 10 | 2 | 0
P_gen_MW | 3 | 10 | 3 | 0
P_gen_MW | 3 | 10 | 4 | 0
P_gen_MW | 3 | 10 | 5 | 0
P_gen_MW | 3 | 10 | 6 | 0
P_gen_MW | 3 | 10 | 7 | 0
P_gen_MW | 3 | 10 | 8 | 0
P_gen_MW | 3 | 10 | 9 | 0
P_gen_MW | 3 | 10 | 10 | 0
P_gen_MW | 3 | 10 | 11 | 0
P_gen_MW | 3 | 10 | 12 | 0
P_gen_MW | 3 | 10 | 13 | 0
P_gen_MW | 3 | 10 | 14 | 0
P_gen_MW | 3 | 10 | 15 | 0
P_gen_MW | 3 | 10 | 16 | 0
P_gen_MW | 3 | 10 | 17 | 0
P_gen_MW | 3 | 10 | 18 | 0
P_gen_MW | 3 | 10 | 19 | 0
P_gen_MW | 3 | 10 | 20 | 0
P_gen_MW | 3 | 10 | 21 | 0
P_gen_MW | 3 | 10 | 22 | 0
P_gen_MW | 3 | 10 | 23 | 0
P_gen_MW | 3 | 10 | 24 | 0
P_gen_MW | 3 | 11 | 1 | 0
P_gen_MW | 3 | 11 | 2 | 0
P_gen_MW | 3 | 11 | 3 | 0
P_gen_MW | 3 | 11 | 4 | 0
P_gen_MW | 3 | 11 | 5 | 0
P_gen_MW | 3 | 11 | 6 | 0
P_gen_MW | 3 | 11 | 7 | 0
P_gen_MW | 3 | 11 | 8 | 0
P_gen_MW | 3 | 11 | 9 | 0
P_gen_MW | 3 | 11 | 10 | 0
P_gen_MW | 3 | 11 | 11 | 0
P_gen_MW | 3 | 11 | 12 | 0
P_gen_MW | 3 | 11 | 13 | 0
P_gen_MW | 3 | 11 | 14 | 0
P_gen_MW | 3 | 11 | 15 | 0
P_gen_MW | 3 | 11 | 16 | 0
P_gen_MW | 3 | 11 | 17 | 0
P_gen_MW | 3 | 11 | 18 | 0
P_gen_MW | 3 | 11 | 19 | 0
P_gen_MW | 3 | 11 | 20 | 0
P_gen_MW | 3 | 11 | 21 | 0
P_gen_MW | 3 | 11 | 22 | 0
P_gen_MW | 3 | 11 | 23 | 0
P_gen_MW | 3 | 11 | 24 | 0
P_gen_MW | 3 | 12 | 1 | 0
P_gen_MW | 3 | 12 | 2 | 0
P_gen_MW | 3 | 12 | 3 | 0
P_gen_MW | 3 | 12 | 4 | 0
P_gen_MW | 3 | 12 | 5 | 0
P_gen_MW | 3 | 12 | 6 | 0
P_gen_MW | 3 | 12 | 7 | 0
P_gen_MW | 3 | 12 | 8 | 0
P_gen_MW | 3 | 12 | 9 | 0
P_gen_MW | 3 | 12 | 10 | 0
P_gen_MW | 3 | 12 | 11 | 0
P_gen_MW | 3 | 12 | 12 | 0
P_gen_MW | 3 | 12 | 13 | 0
P_gen_MW | 3 | 12 | 14 | 0
P_gen_MW | 3 | 12 | 15 | 0
P_gen_MW | 3 | 12 | 16 | 0
P_gen_MW | 3 | 12 | 17 | 0
P_gen_MW | 3 | 12 | 18 | 0
P_gen_MW | 3 | 12 | 19 | 0
P_gen_MW | 3 | 12 | 20 | 0
P_gen_MW | 3 | 12 | 21 | 0
P_gen_MW | 3 | 12 | 22 | 0
P_gen_MW | 3 | 12 | 23 | 0
P_gen_MW | 3 | 12 | 24 | 0
P_gen_MW | 3 | 13 | 1 | 0
P_gen_MW | 3 | 13 | 2 | 0
P_gen_MW | 3 | 13 | 3 | 0
P_gen_MW | 3 | 13 | 4 | 0
P_gen_MW | 3 | 13 | 5 | 0
P_gen_MW | 3 | 13 | 6 | 0
P_gen_MW | 3 | 13 | 7 | 0
P_gen_MW | 3 | 13 | 8 | 0
P_gen_MW | 3 | 13 | 9 | 0
P_gen_MW | 3 | 13 | 10 | 0
P_gen_MW | 3 | 13 | 11 | 0
P_gen_MW | 3 | 13 | 12 | 0
P_gen_MW | 3 | 13 | 13 | 0
P_gen_MW | 3 | 13 | 14 | 0
P_gen_MW | 3 | 13 | 15 | 0
P_gen_MW | 3 | 13 | 16 | 0
P_gen_MW | 3 | 13 | 17 | 0
P_gen_MW | 3 | 13 | 18 | 0
P_gen_MW | 3 | 13 | 19 | 0
P_gen_MW | 3 | 13 | 20 | 0
P_gen_MW | 3 | 13 | 21 | 0
P_gen_MW | 3 | 13 | 22 | 0
P_gen_MW | 3 | 13 | 23 | 0
P_gen_MW | 3 | 13 | 24 | 0
P_gen_MW | 3 | 14 | 1 | 0
P_gen_MW | 3 | 14 | 2 | 0
P_gen_MW | 3 | 14 | 3 | 0
P_gen_MW | 3 | 14 | 4 | 0
P_gen_MW | 3 | 14 | 5 | 0
P_gen_MW | 3 | 14 | 6 | 0
P_gen_MW | 3 | 14 | 7 | 0
P_gen_MW | 3 | 14 | 8 | 0
P_gen_MW | 3 | 14 | 9 | 0
P_gen_MW | 3 | 14 | 10 | 0
P_gen_MW | 3 | 14 | 11 | 0
P_gen_MW | 3 | 14 | 12 | 0
P_gen_MW | 3 | 14 | 13 | 0
P_gen_MW | 3 | 14 | 14 | 0
P_gen_MW | 3 | 14 | 15 | 0
P_gen_MW | 3 | 14 | 16 | 0
P_gen_MW | 3 | 14 | 17 | 0
P_gen_MW | 3 | 14 | 18 | 0
P_gen_MW | 3 | 14 | 19 | 0
P_gen_MW | 3 | 14 | 20 | 0
P_gen_MW | 3 | 14 | 21 | 0
P_gen_MW | 3 | 14 | 22 | 0
P_gen_MW | 3 | 14 | 23 | 0
P_gen_MW | 3 | 14 | 24 | 0
P_gen_MW | 3 | 15 | 1 | 0
P_gen_MW | 3 | 15 | 2 | 0
P_gen_MW | 3 | 15 | 3 | 0
P_gen_MW | 3 | 15 | 4 | 0
P_gen_MW | 3 | 15 | 5 | 0
P_gen_MW | 3 | 15 | 6 | 0
P_gen_MW | 3 | 15 | 7 | 0
P_gen_MW | 3 | 15 | 8 | 0
P_gen_MW | 3 | 15 | 9 | 0
P_gen_MW | 3 | 15 | 10 | 0
P_gen_MW | 3 | 15 | 11 | 0
P_gen_MW | 3 | 15 | 12 | 0
P_gen_MW | 3 | 15 | 13 | 0
P_gen_MW | 3 | 15 | 14 | 0
P_gen_MW | 3 | 15 | 15 | 0
P_gen_MW | 3 | 15 | 16 | 0
P_gen_MW | 3 | 15 | 17 | 0
P_gen_MW | 3 | 15 | 18 | 0
P_gen_MW | 3 | 15 | 19 | 0
P_gen_MW | 3 | 15 | 20 | 0
P_gen_MW | 3 | 15 | 21 | 0
P_gen_MW | 3 | 15 | 22 | 0
P_gen_MW | 3 | 15 | 23 | 0
P_gen_MW | 3 | 15 | 24 | 0
P_gen_MW | 3 | 16 | 1 | 0
P_gen_MW | 3 | 16 | 2 | 0
P_gen_MW | 3 | 16 | 3 | 0
P_gen_MW | 3 | 16 | 4 | 0
P_gen_MW | 3 | 16 | 5 | 0
P_gen_MW | 3 | 16 | 6 | 0
P_gen_MW | 3 | 16 | 7 | 0
P_gen_MW | 3 | 16 | 8 | 0
P_gen_MW | 3 | 16 | 9 | 0
P_gen_MW | 3 | 16 | 10 | 0
P_gen_MW | 3 | 16 | 11 | 0
P_gen_MW | 3 | 16 | 12 | 0
P_gen_MW | 3 | 16 | 13 | 0
P_gen_MW | 3 | 16 | 14 | 0
P_gen_MW | 3 | 16 | 15 | 0
P_gen_MW | 3 | 16 | 16 | 0
P_gen_MW | 3 | 16 | 17 | 0
P_gen_MW | 3 | 16 | 18 | 0
P_gen_MW | 3 | 16 | 19 | 0
P_gen_MW | 3 | 16 | 20 | 0
P_gen_MW | 3 | 16 | 21 | 0
P_gen_MW | 3 | 16 | 22 | 0
P_gen_MW | 3 | 16 | 23 | 0
P_gen_MW | 3 | 16 | 24 | 0
P_gen_MW | 3 | 17 | 1 | 0
P_gen_MW | 3 | 17 | 2 | 0
P_gen_MW | 3 | 17 | 3 | 0
P_gen_MW | 3 | 17 | 4 | 0
P_gen_MW | 3 | 17 | 5 | 0
P_gen_MW | 3 | 17 | 6 | 0
P_gen_MW | 3 | 17 | 7 | 0
P_gen_MW | 3 | 17 | 8 | 0
P_gen_MW | 3 | 17 | 9 | 0
P_gen_MW | 3 | 17 | 10 | 0
P_gen_MW | 3 | 17 | 11 | 0
P_gen_MW | 3 | 17 | 12 | 0
P_gen_MW | 3 | 17 | 13 | 0
P_gen_MW | 3 | 17 | 14 | 0
P_gen_MW | 3 | 17 | 15 | 0
P_gen_MW | 3 | 17 | 16 | 0
P_gen_MW | 3 | 17 | 17 | 0
P_gen_MW | 3 | 17 | 18 | 0
P_gen_MW | 3 | 17 | 19 | 0
P_gen_MW | 3 | 17 | 20 | 0
P_gen_MW | 3 | 17 | 21 | 0
P_gen_MW | 3 | 17 | 22 | 0
P_gen_MW | 3 | 17 | 23 | 0
P_gen_MW | 3 | 17 | 24 | 0
P_gen_MW | 3 | 18 | 1 | 0
P_gen_MW | 3 | 18 | 2 | 0
P_gen_MW | 3 | 18 | 3 | 0
P_gen_MW | 3 | 18 | 4 | 0
P_gen_MW | 3 | 18 | 5 | 0
P_gen_MW | 3 | 18 | 6 | 0
P_gen_MW | 3 | 18 | 7 | 0
P_gen_MW | 3 | 18 | 8 | 0
P_gen_MW | 3 | 18 | 9 | 0
P_gen_MW | 3 | 18 | 10 | 0
P_gen_MW | 3 | 18 | 11 | 0
P_gen_MW | 3 | 18 | 12 | 0
P_gen_MW | 3 | 18 | 13 | 0
P_gen_MW | 3 | 18 | 14 | 0
P_gen_MW | 3 | 18 | 15 | 0
P_gen_MW | 3 | 18 | 16 | 0
P_gen_MW | 3 | 18 | 17 | 0
P_gen_MW | 3 | 18 | 18 | 0
P_gen_MW | 3 | 18 | 19 | 0
P_gen_MW | 3 | 18 | 20 | 0
P_gen_MW | 3 | 18 | 21 | 0
P_gen_MW | 3 | 18 | 22 | 0
P_gen_MW | 3 | 18 | 23 | 0
P_gen_MW | 3 | 18 | 24 | 0
P_gen_MW | 3 | 19 | 1 | 0
P_gen_MW | 3 | 19 | 2 | 0
P_gen_MW | 3 | 19 | 3 | 0
P_gen_MW | 3 | 19 | 4 | 0
P_gen_MW | 3 | 19 | 5 | 0
P_gen_MW | 3 | 19 | 6 | 0
P_gen_MW | 3 | 19 | 7 | 0
P_gen_MW | 3 | 19 | 8 | 0
P_gen_MW | 3 | 19 | 9 | 0
P_gen_MW | 3 | 19 | 10 | 0
P_gen_MW | 3 | 19 | 11 | 0
P_gen_MW | 3 | 19 | 12 | 0
P_gen_MW | 3 | 19 | 13 | 0
P_gen_MW | 3 | 19 | 14 | 0
P_gen_MW | 3 | 19 | 15 | 0
P_gen_MW | 3 | 19 | 16 | 0
P_gen_MW | 3 | 19 | 17 | 0
P_gen_MW | 3 | 19 | 18 | 0
P_gen_MW | 3 | 19 | 19 | 0
P_gen_MW | 3 | 19 | 20 | 0
P_gen_MW | 3 | 19 | 21 | 0
P_gen_MW | 3 | 19 | 22 | 0
P_gen_MW | 3 | 19 | 23 | 0
P_gen_MW | 3 | 19 | 24 | 0
P_gen_MW | 3 | 20 | 1 | 0
P_gen_MW | 3 | 20 | 2 | 0
P_gen_MW | 3 | 20 | 3 | 0
P_gen_MW | 3 | 20 | 4 | 0
P_gen_MW | 3 | 20 | 5 | 0
P_gen_MW | 3 | 20 | 6 | 0
P_gen_MW | 3 | 20 | 7 | 0
P_gen_MW | 3 | 20 | 8 | 0
P_gen_MW | 3 | 20 | 9 | 0
P_gen_MW | 3 | 20 | 10 | 0
P_gen_MW | 3 | 20 | 11 | 0
P_gen_MW | 3 | 20 | 12 | 0
P_gen_MW | 3 | 20 | 13 | 0
P_gen_MW | 3 | 20 | 14 | 0
P_gen_MW | 3 | 20 | 15 | 0
P_gen_MW | 3 | 20 | 16 | 0
P_gen_MW | 3 | 20 | 17 | 0
P_gen_MW | 3 | 20 | 18 | 0
P_gen_MW | 3 | 20 | 19 | 0
P_gen_MW | 3 | 20 | 20 | 0
P_gen_MW | 3 | 20 | 21 | 0
P_gen_MW | 3 | 20 | 22 | 0
P_gen_MW | 3 | 20 | 23 | 0
P_gen_MW | 3 | 20 | 24 | 0
P_gen_MW | 3 | 21 | 1 | 0
P_gen_MW | 3 | 21 | 2 | 0
P_gen_MW | 3 | 21 | 3 | 0
P_gen_MW | 3 | 21 | 4 | 0
P_gen_MW | 3 | 21 | 5 | 0
P_gen_MW | 3 | 21 | 6 | 0
P_gen_MW | 3 | 21 | 7 | 0
P_gen_MW | 3 | 21 | 8 | 0
P_gen_MW | 3 | 21 | 9 | 0
P_gen_MW | 3 | 21 | 10 | 0
P_gen_MW | 3 | 21 | 11 | 0
P_gen_MW | 3 | 21 | 12 | 0
P_gen_MW | 3 | 21 | 13 | 0
P_gen_MW | 3 | 21 | 14 | 0
P_gen_MW | 3 | 21 | 15 | 0
P_gen_MW | 3 | 21 | 16 | 0
P_gen_MW | 3 | 21 | 17 | 0
P_gen_MW | 3 | 21 | 18 | 0
P_gen_MW | 3 | 21 | 19 | 0
P_gen_MW | 3 | 21 | 20 | 0
P_gen_MW | 3 | 21 | 21 | 0
P_gen_MW | 3 | 21 | 22 | 0
P_gen_MW | 3 | 21 | 23 | 0
P_gen_MW | 3 | 21 | 24 | 0
P_gen_MW | 3 | 22 | 1 | 0
P_gen_MW | 3 | 22 | 2 | 0
P_gen_MW | 3 | 22 | 3 | 0
P_gen_MW | 3 | 22 | 4 | 0
P_gen_MW | 3 | 22 | 5 | 0
P_gen_MW | 3 | 22 | 6 | 0
P_gen_MW | 3 | 22 | 7 | 0
P_gen_MW | 3 | 22 | 8 | 0
P_gen_MW | 3 | 22 | 9 | 0
P_gen_MW | 3 | 22 | 10 | 0
P_gen_MW | 3 | 22 | 11 | 0
P_gen_MW | 3 | 22 | 12 | 0
P_gen_MW | 3 | 22 | 13 | 0
P_gen_MW | 3 | 22 | 14 | 0
P_gen_MW | 3 | 22 | 15 | 0
P_gen_MW | 3 | 22 | 16 | 0
P_gen_MW | 3 | 22 | 17 | 0
P_gen_MW | 3 | 22 | 18 | 0
P_gen_MW | 3 | 22 | 19 | 0
P_gen_MW | 3 | 22 | 20 | 0
P_gen_MW | 3 | 22 | 21 | 0
P_gen_MW | 3 | 22 | 22 | 0
P_gen_MW | 3 | 22 | 23 | 0
P_gen_MW | 3 | 22 | 24 | 0
P_gen_MW | 3 | 23 | 1 | 0
P_gen_MW | 3 | 23 | 2 | 0
P_gen_MW | 3 | 23 | 3 | 0
P_gen_MW | 3 | 23 | 4 | 0
P_gen_MW | 3 | 23 | 5 | 0
P_gen_MW | 3 | 23 | 6 | 0
P_gen_MW | 3 | 23 | 7 | 0
P_gen_MW | 3 | 23 | 8 | 0
P_gen_MW | 3 | 23 | 9 | 0
P_gen_MW | 3 | 23 | 10 | 0
P_gen_MW | 3 | 23 | 11 | 0
P_gen_MW | 3 | 23 | 12 | 0
P_gen_MW | 3 | 23 | 13 | 0
P_gen_MW | 3 | 23 | 14 | 0
P_gen_MW | 3 | 23 | 15 | 0
P_gen_MW | 3 | 23 | 16 | 0
P_gen_MW | 3 | 23 | 17 | 0
P_gen_MW | 3 | 23 | 18 | 0
P_gen_MW | 3 | 23 | 19 | 0
P_gen_MW | 3 | 23 | 20 | 0
P_gen_MW | 3 | 23 | 21 | 0
P_gen_MW | 3 | 23 | 22 | 0
P_gen_MW | 3 | 23 | 23 | 0
P_gen_MW | 3 | 23 | 24 | 0
P_gen_MW | 3 | 24 | 1 | 0
P_gen_MW | 3 | 24 | 2 | 0
P_gen_MW | 3 | 24 | 3 | 0
P_gen_MW | 3 | 24 | 4 | 0
P_gen_MW | 3 | 24 | 5 | 0
P_gen_MW | 3 | 24 | 6 | 0
P_gen_MW | 3 | 24 | 7 | 0
P_gen_MW | 3 | 24 | 8 | 0
P_gen_MW | 3 | 24 | 9 | 0
P_gen_MW | 3 | 24 | 10 | 0
P_gen_MW | 3 | 24 | 11 | 0
P_gen_MW | 3 | 24 | 12 | 0
P_gen_MW | 3 | 24 | 13 | 0
P_gen_MW | 3 | 24 | 14 | 0
P_gen_MW | 3 | 24 | 15 | 0
P_gen_MW | 3 | 24 | 16 | 0
P_gen_MW | 3 | 24 | 17 | 0
P_gen_MW | 3 | 24 | 18 | 0
P_gen_MW | 3 | 24 | 19 | 0
P_gen_MW | 3 | 24 | 20 | 0
P_gen_MW | 3 | 24 | 21 | 0
P_gen_MW | 3 | 24 | 22 | 0
P_gen_MW | 3 | 24 | 23 | 0
P_gen_MW | 3 | 24 | 24 | 0
P_gen_MW | 3 | 25 | 1 | 0
P_gen_MW | 3 | 25 | 2 | 0
P_gen_MW | 3 | 25 | 3 | 0
P_gen_MW | 3 | 25 | 4 | 0
P_gen_MW | 3 | 25 | 5 | 0
P_gen_MW | 3 | 25 | 6 | 0
P_gen_MW | 3 | 25 | 7 | 0
P_gen_MW | 3 | 25 | 8 | 0
P_gen_MW | 3 | 25 | 9 | 0
P_gen_MW | 3 | 25 | 10 | 0
P_gen_MW | 3 | 25 | 11 | 0
P_gen_MW | 3 | 25 | 12 | 0
P_gen_MW | 3 | 25 | 13 | 0
P_gen_MW | 3 | 25 | 14 | 0
P_gen_MW | 3 | 25 | 15 | 0
P_gen_MW | 3 | 25 | 16 | 0
P_gen_MW | 3 | 25 | 17 | 0
P_gen_MW | 3 | 25 | 18 | 0
P_gen_MW | 3 | 25 | 19 | 0
P_gen_MW | 3 | 25 | 20 | 0
P_gen_MW | 3 | 25 | 21 | 0
P_gen_MW | 3 | 25 | 22 | 0
P_gen_MW | 3 | 25 | 23 | 0
P_gen_MW | 3 | 25 | 24 | 0
P_gen_MW | 3 | 26 | 1 | 0
P_gen_MW | 3 | 26 | 2 | 0
P_gen_MW | 3 | 26 | 3 | 0
P_gen_MW | 3 | 26 | 4 | 0
P_gen_MW | 3 | 26 | 5 | 0
P_gen_MW | 3 | 26 | 6 | 0
P_gen_MW | 3 | 26 | 7 | 0
P_gen_MW | 3 | 26 | 8 | 0
P_gen_MW | 3 | 26 | 9 | 0
P_gen_MW | 3 | 26 | 10 | 0
P_gen_MW | 3 | 26 | 11 | 0
P_gen_MW | 3 | 26 | 12 | 0
P_gen_MW | 3 | 26 | 13 | 0
P_gen_MW | 3 | 26 | 14 | 0
P_gen_MW | 3 | 26 | 15 | 0
P_gen_MW | 3 | 26 | 16 | 0
P_gen_MW | 3 | 26 | 17 | 0
P_gen_MW | 3 | 26 | 18 | 0
P_gen_MW | 3 | 26 | 19 | 0
P_gen_MW | 3 | 26 | 20 | 0
P_gen_MW | 3 | 26 | 21 | 0
P_gen_MW | 3 | 26 | 22 | 0
P_gen_MW | 3 | 26 | 23 | 0
P_gen_MW | 3 | 26 | 24 | 0
P_gen_MW | 3 | 27 | 1 | 0
P_gen_MW | 3 | 27 | 2 | 0
P_gen_MW | 3 | 27 | 3 | 0
P_gen_MW | 3 | 27 | 4 | 0
P_gen_MW | 3 | 27 | 5 | 0
P_gen_MW | 3 | 27 | 6 | 0
P_gen_MW | 3 | 27 | 7 | 0
P_gen_MW | 3 | 27 | 8 | 0
P_gen_MW | 3 | 27 | 9 | 0
P_gen_MW | 3 | 27 | 10 | 0
P_gen_MW | 3 | 27 | 11 | 0
P_gen_MW | 3 | 27 | 12 | 0
P_gen_MW | 3 | 27 | 13 | 0
P_gen_MW | 3 | 27 | 14 | 0
P_gen_MW | 3 | 27 | 15 | 0
P_gen_MW | 3 | 27 | 16 | 0
P_gen_MW | 3 | 27 | 17 | 0
P_gen_MW | 3 | 27 | 18 | 0
P_gen_MW | 3 | 27 | 19 | 0
P_gen_MW | 3 | 27 | 20 | 0
P_gen_MW | 3 | 27 | 21 | 0
P_gen_MW | 3 | 27 | 22 | 0
P_gen_MW | 3 | 27 | 23 | 0
P_gen_MW | 3 | 27 | 24 | 0
P_gen_MW | 3 | 28 | 1 | 0
P_gen_MW | 3 | 28 | 2 | 0
P_gen_MW | 3 | 28 | 3 | 0
P_gen_MW | 3 | 28 | 4 | 0
P_gen_MW | 3 | 28 | 5 | 0
P_gen_MW | 3 | 28 | 6 | 0
P_gen_MW | 3 | 28 | 7 | 0
P_gen_MW | 3 | 28 | 8 | 0
P_gen_MW | 3 | 28 | 9 | 0
P_gen_MW | 3 | 28 | 10 | 0
P_gen_MW | 3 | 28 | 11 | 0
P_gen_MW | 3 | 28 | 12 | 0
P_gen_MW | 3 | 28 | 13 | 0
P_gen_MW | 3 | 28 | 14 | 0
P_gen_MW | 3 | 28 | 15 | 0
P_gen_MW | 3 | 28 | 16 | 0
P_gen_MW | 3 | 28 | 17 | 0
P_gen_MW | 3 | 28 | 18 | 0
P_gen_MW | 3 | 28 | 19 | 0
P_gen_MW | 3 | 28 | 20 | 0
P_gen_MW | 3 | 28 | 21 | 0
P_gen_MW | 3 | 28 | 22 | 0
P_gen_MW | 3 | 28 | 23 | 0
P_gen_MW | 3 | 28 | 24 | 0
P_gen_MW | 3 | 29 | 1 | 0
P_gen_MW | 3 | 29 | 2 | 0
P_gen_MW | 3 | 29 | 3 | 0
P_gen_MW | 3 | 29 | 4 | 0
P_gen_MW | 3 | 29 | 5 | 0
P_gen_MW | 3 | 29 | 6 | 0
P_gen_MW | 3 | 29 | 7 | 0.042158
P_gen_MW | 3 | 29 | 8 | 0.20604
P_gen_MW | 3 | 29 | 9 | 0.40071
P_gen_MW | 3 | 29 | 10 | 0.57207
P_gen_MW | 3 | 29 | 11 | 0.60661
P_gen_MW | 3 | 29 | 12 | 0.65149
P_gen_MW | 3 | 29 | 13 | 0.70148
P_gen_MW | 3 | 29 | 14 | 0.66758
P_gen_MW | 3 | 29 | 15 | 0.743
P_gen_MW | 3 | 29 | 16 | 0.65358
P_gen_MW | 3 | 29 | 17 | 0.52899
P_gen_MW | 3 | 29 | 18 | 0.35873
P_gen_MW | 3 | 29 | 19 | 0.17083
P_gen_MW | 3 | 29 | 20 | 0.094234
P_gen_MW | 3 | 29 | 21 | 0.06979
P_gen_MW | 3 | 29 | 22 | 0.033372
P_gen_MW | 3 | 29 | 23 | 0.015269
P_gen_MW | 3 | 29 | 24 | 0
P_gen_MW | 3 | 30 | 1 | 0
P_gen_MW | 3 | 30 | 2 | 0
P_gen_MW | 3 | 30 | 3 | 0
P_gen_MW | 3 | 30 | 4 | 0
P_gen_MW | 3 | 30 | 5 | 0
P_gen_MW | 3 | 30 | 6 | 0
P_gen_MW | 3 | 30 | 7 | 0
P_gen_MW | 3 | 30 | 8 | 0
P_gen_MW | 3 | 30 | 9 | 0
P_gen_MW | 3 | 30 | 10 | 0
P_gen_MW | 3 | 30 | 11 | 0
P_gen_MW | 3 | 30 | 12 | 0
P_gen_MW | 3 | 30 | 13 | 0
P_gen_MW | 3 | 30 | 14 | 0
P_gen_MW | 3 | 30 | 15 | 0
P_gen_MW | 3 | 30 | 16 | 0
P_gen_MW | 3 | 30 | 17 | 0
P_gen_MW | 3 | 30 | 18 | 0
P_gen_MW | 3 | 30 | 19 | 0
P_gen_MW | 3 | 30 | 20 | 0
P_gen_MW | 3 | 30 | 21 | 0
P_gen_MW | 3 | 30 | 22 | 0
P_gen_MW | 3 | 30 | 23 | 0
P_gen_MW | 3 | 30 | 24 | 0
P_gen_MW | 3 | 31 | 1 | 0
P_gen_MW | 3 | 31 | 2 | 0
P_gen_MW | 3 | 31 | 3 | 0
P_gen_MW | 3 | 31 | 4 | 0
P_gen_MW | 3 | 31 | 5 | 0
P_gen_MW | 3 | 31 | 6 | 0
P_gen_MW | 3 | 31 | 7 | 0
P_gen_MW | 3 | 31 | 8 | 0
P_gen_MW | 3 | 31 | 9 | 0
P_gen_MW | 3 | 31 | 10 | 0
P_gen_MW | 3 | 31 | 11 | 0
P_gen_MW | 3 | 31 | 12 | 0
P_gen_MW | 3 | 31 | 13 | 0
P_gen_MW | 3 | 31 | 14 | 0
P_gen_MW | 3 | 31 | 15 | 0
P_gen_MW | 3 | 31 | 16 | 0
P_gen_MW | 3 | 31 | 17 | 0
P_gen_MW | 3 | 31 | 18 | 0
P_gen_MW | 3 | 31 | 19 | 0
P_gen_MW | 3 | 31 | 20 | 0
P_gen_MW | 3 | 31 | 21 | 0
P_gen_MW | 3 | 31 | 22 | 0
P_gen_MW | 3 | 31 | 23 | 0
P_gen_MW | 3 | 31 | 24 | 0
P_gen_MW | 3 | 32 | 1 | 0
P_gen_MW | 3 | 32 | 2 | 0
P_gen_MW | 3 | 32 | 3 | 0
P_gen_MW | 3 | 32 | 4 | 0
P_gen_MW | 3 | 32 | 5 | 0
P_gen_MW | 3 | 32 | 6 | 0
P_gen_MW | 3 | 32 | 7 | 0
P_gen_MW | 3 | 32 | 8 | 0
P_gen_MW | 3 | 32 | 9 | 0
P_gen_MW | 3 | 32 | 10 | 0
P_gen_MW | 3 | 32 | 11 | 0
P_gen_MW | 3 | 32 | 12 | 0
P_gen_MW | 3 | 32 | 13 | 0
P_gen_MW | 3 | 32 | 14 | 0
P_gen_MW | 3 | 32 | 15 | 0
P_gen_MW | 3 | 32 | 16 | 0
P_gen_MW | 3 | 32 | 17 | 0
P_gen_MW | 3 | 32 | 18 | 0
P_gen_MW | 3 | 32 | 19 | 0
P_gen_MW | 3 | 32 | 20 | 0
P_gen_MW | 3 | 32 | 21 | 0
P_gen_MW | 3 | 32 | 22 | 0
P_gen_MW | 3 | 32 | 23 | 0
P_gen_MW | 3 | 32 | 24 | 0
P_gen_MW | 3 | 33 | 1 | 0
P_gen_MW | 3 | 33 | 2 | 0
P_gen_MW | 3 | 33 | 3 | 0
P_gen_MW | 3 | 33 | 4 | 0
P_gen_MW | 3 | 33 | 5 | 0
P_gen_MW | 3 | 33 | 6 | 0
P_gen_MW | 3 | 33 | 7 | 0
P_gen_MW | 3 | 33 | 8 | 0
P_gen_MW | 3 | 33 | 9 | 0
P_gen_MW | 3 | 33 | 10 | 0
P_gen_MW | 3 | 33 | 11 | 0
P_gen_MW | 3 | 33 | 12 | 0
P_gen_MW | 3 | 33 | 13 | 0
P_gen_MW | 3 | 33 | 14 | 0
P_gen_MW | 3 | 33 | 15 | 0
P_gen_MW | 3 | 33 | 16 | 0
P_gen_MW | 3 | 33 | 17 | 0
P_gen_MW | 3 | 33 | 18 | 0
P_gen_MW | 3 | 33 | 19 | 0
P_gen_MW | 3 | 33 | 20 | 0
P_gen_MW | 3 | 33 | 21 | 0
P_gen_MW | 3 | 33 | 22 | 0
P_gen_MW | 3 | 33 | 23 | 0
P_gen_MW | 3 | 33 | 24 | 0
P_gen_MW | 4 | 1 | 1 | 0
P_gen_MW | 4 | 1 | 2 | 0
P_gen_MW | 4 | 1 | 3 | 0
P_gen_MW | 4 | 1 | 4 | 0
P_gen_MW | 4 | 1 | 5 | 0
P_gen_MW | 4 | 1 | 6 | 0
P_gen_MW | 4 | 1 | 7 | 0
P_gen_MW | 4 | 1 | 8 | 0
P_gen_MW | 4 | 1 | 9 | 0
P_gen_MW | 4 | 1 | 10 | 0
P_gen_MW | 4 | 1 | 11 | 0
P_gen_MW | 4 | 1 | 12 | 0
P_gen_MW | 4 | 1 | 13 | 0
P_gen_MW | 4 | 1 | 14 | 0
P_gen_MW | 4 | 1 | 15 | 0
P_gen_MW | 4 | 1 | 16 | 0
P_gen_MW | 4 | 1 | 17 | 0
P_gen_MW | 4 | 1 | 18 | 0
P_gen_MW | 4 | 1 | 19 | 0
P_gen_MW | 4 | 1 | 20 | 0
P_gen_MW | 4 | 1 | 21 | 0
P_gen_MW | 4 | 1 | 22 | 0
P_gen_MW | 4 | 1 | 23 | 0
P_gen_MW | 4 | 1 | 24 | 0
P_gen_MW | 4 | 2 | 1 | 0
P_gen_MW | 4 | 2 | 2 | 0
P_gen_MW | 4 | 2 | 3 | 0
P_gen_MW | 4 | 2 | 4 | 0
P_gen_MW | 4 | 2 | 5 | 0
P_gen_MW | 4 | 2 | 6 | 0
P_gen_MW | 4 | 2 | 7 | 0
P_gen_MW | 4 | 2 | 8 | 0
P_gen_MW | 4 | 2 | 9 | 0
P_gen_MW | 4 | 2 | 10 | 0
P_gen_MW | 4 | 2 | 11 | 0
P_gen_MW | 4 | 2 | 12 | 0
P_gen_MW | 4 | 2 | 13 | 0
P_gen_MW | 4 | 2 | 14 | 0
P_gen_MW | 4 | 2 | 15 | 0
P_gen_MW | 4 | 2 | 16 | 0
P_gen_MW | 4 | 2 | 17 | 0
P_gen_MW | 4 | 2 | 18 | 0
P_gen_MW | 4 | 2 | 19 | 0
P_gen_MW | 4 | 2 | 20 | 0
P_gen_MW | 4 | 2 | 21 | 0
P_gen_MW | 4 | 2 | 22 | 0
P_gen_MW | 4 | 2 | 23 | 0
P_gen_MW | 4 | 2 | 24 | 0
P_gen_MW | 4 | 3 | 1 | 0
P_gen_MW | 4 | 3 | 2 | 0
P_gen_MW | 4 | 3 | 3 | 0
P_gen_MW | 4 | 3 | 4 | 0
P_gen_MW | 4 | 3 | 5 | 0
P_gen_MW | 4 | 3 | 6 | 0
P_gen_MW | 4 | 3 | 7 | 0
P_gen_MW | 4 | 3 | 8 | 0
P_gen_MW | 4 | 3 | 9 | 0
P_gen_MW | 4 | 3 | 10 | 0
P_gen_MW | 4 | 3 | 11 | 0
P_gen_MW | 4 | 3 | 12 | 0
P_gen_MW | 4 | 3 | 13 | 0
P_gen_MW | 4 | 3 | 14 | 0
P_gen_MW | 4 | 3 | 15 | 0
P_gen_MW | 4 | 3 | 16 | 0
P_gen_MW | 4 | 3 | 17 | 0
P_gen_MW | 4 | 3 | 18 | 0
P_gen_MW | 4 | 3 | 19 | 0
P_gen_MW | 4 | 3 | 20 | 0
P_gen_MW | 4 | 3 | 21 | 0
P_gen_MW | 4 | 3 | 22 | 0
P_gen_MW | 4 | 3 | 23 | 0
P_gen_MW | 4 | 3 | 24 | 0
P_gen_MW | 4 | 4 | 1 | 0
P_gen_MW | 4 | 4 | 2 | 0
P_gen_MW | 4 | 4 | 3 | 0
P_gen_MW | 4 | 4 | 4 | 0
P_gen_MW | 4 | 4 | 5 | 0
P_gen_MW | 4 | 4 | 6 | 0
P_gen_MW | 4 | 4 | 7 | 0
P_gen_MW | 4 | 4 | 8 | 0
P_gen_MW | 4 | 4 | 9 | 0
P_gen_MW | 4 | 4 | 10 | 0
P_gen_MW | 4 | 4 | 11 | 0
P_gen_MW | 4 | 4 | 12 | 0
P_gen_MW | 4 | 4 | 13 | 0
P_gen_MW | 4 | 4 | 14 | 0
P_gen_MW | 4 | 4 | 15 | 0
P_gen_MW | 4 | 4 | 16 | 0
P_gen_MW | 4 | 4 | 17 | 0
P_gen_MW | 4 | 4 | 18 | 0
P_gen_MW | 4 | 4 | 19 | 0
P_gen_MW | 4 | 4 | 20 | 0
P_gen_MW | 4 | 4 | 21 | 0
P_gen_MW | 4 | 4 | 22 | 0
P_gen_MW | 4 | 4 | 23 | 0
P_gen_MW | 4 | 4 | 24 | 0
P_gen_MW | 4 | 5 | 1 | 0
P_gen_MW | 4 | 5 | 2 | 0
P_gen_MW | 4 | 5 | 3 | 0
P_gen_MW | 4 | 5 | 4 | 0
P_gen_MW | 4 | 5 | 5 | 0
P_gen_MW | 4 | 5 | 6 | 0
P_gen_MW | 4 | 5 | 7 | 0
P_gen_MW | 4 | 5 | 8 | 0
P_gen_MW | 4 | 5 | 9 | 0
P_gen_MW | 4 | 5 | 10 | 0
P_gen_MW | 4 | 5 | 11 | 0
P_gen_MW | 4 | 5 | 12 | 0
P_gen_MW | 4 | 5 | 13 | 0
P_gen_MW | 4 | 5 | 14 | 0
P_gen_MW | 4 | 5 | 15 | 0
P_gen_MW | 4 | 5 | 16 | 0
P_gen_MW | 4 | 5 | 17 | 0
P_gen_MW | 4 | 5 | 18 | 0
P_gen_MW | 4 | 5 | 19 | 0
P_gen_MW | 4 | 5 | 20 | 0
P_gen_MW | 4 | 5 | 21 | 0
P_gen_MW | 4 | 5 | 22 | 0
P_gen_MW | 4 | 5 | 23 | 0
P_gen_MW | 4 | 5 | 24 | 0
P_gen_MW | 4 | 6 | 1 | 0
P_gen_MW | 4 | 6 | 2 | 0
P_gen_MW | 4 | 6 | 3 | 0
P_gen_MW | 4 | 6 | 4 | 0
P_gen_MW | 4 | 6 | 5 | 0
P_gen_MW | 4 | 6 | 6 | 0
P_gen_MW | 4 | 6 | 7 | 0
P_gen_MW | 4 | 6 | 8 | 0
P_gen_MW | 4 | 6 | 9 | 0
P_gen_MW | 4 | 6 | 10 | 0
P_gen_MW | 4 | 6 | 11 | 0
P_gen_MW | 4 | 6 | 12 | 0
P_gen_MW | 4 | 6 | 13 | 0
P_gen_MW | 4 | 6 | 14 | 0
P_gen_MW | 4 | 6 | 15 | 0
P_gen_MW | 4 | 6 | 16 | 0
P_gen_MW | 4 | 6 | 17 | 0
P_gen_MW | 4 | 6 | 18 | 0
P_gen_MW | 4 | 6 | 19 | 0
P_gen_MW | 4 | 6 | 20 | 0
P_gen_MW | 4 | 6 | 21 | 0
P_gen_MW | 4 | 6 | 22 | 0
P_gen_MW | 4 | 6 | 23 | 0
P_gen_MW | 4 | 6 | 24 | 0
P_gen_MW | 4 | 7 | 1 | 0
P_gen_MW | 4 | 7 | 2 | 0
P_gen_MW | 4 | 7 | 3 | 0
P_gen_MW | 4 | 7 | 4 | 0
P_gen_MW | 4 | 7 | 5 | 0
P_gen_MW | 4 | 7 | 6 | 0
P_gen_MW | 4 | 7 | 7 | 0
P_gen_MW | 4 | 7 | 8 | 0
P_gen_MW | 4 | 7 | 9 | 0
P_gen_MW | 4 | 7 | 10 | 0
P_gen_MW | 4 | 7 | 11 | 0
P_gen_MW | 4 | 7 | 12 | 0
P_gen_MW | 4 | 7 | 13 | 0
P_gen_MW | 4 | 7 | 14 | 0
P_gen_MW | 4 | 7 | 15 | 0
P_gen_MW | 4 | 7 | 16 | 0
P_gen_MW | 4 | 7 | 17 | 0
P_gen_MW | 4 | 7 | 18 | 0
P_gen_MW | 4 | 7 | 19 | 0
P_gen_MW | 4 | 7 | 20 | 0
P_gen_MW | 4 | 7 | 21 | 0
P_gen_MW | 4 | 7 | 22 | 0
P_gen_MW | 4 | 7 | 23 | 0
P_gen_MW | 4 | 7 | 24 | 0
P_gen_MW | 4 | 8 | 1 | 0
P_gen_MW | 4 | 8 | 2 | 0
P_gen_MW | 4 | 8 | 3 | 0
P_gen_MW | 4 | 8 | 4 | 0
P_gen_MW | 4 | 8 | 5 | 0
P_gen_MW | 4 | 8 | 6 | 0
P_gen_MW | 4 | 8 | 7 | 0
P_gen_MW | 4 | 8 | 8 | 0
P_gen_MW | 4 | 8 | 9 | 0
P_gen_MW | 4 | 8 | 10 | 0
P_gen_MW | 4 | 8 | 11 | 0
P_gen_MW | 4 | 8 | 12 | 0
P_gen_MW | 4 | 8 | 13 | 0
P_gen_MW | 4 | 8 | 14 | 0
P_gen_MW | 4 | 8 | 15 | 0
P_gen_MW | 4 | 8 | 16 | 0
P_gen_MW | 4 | 8 | 17 | 0
P_gen_MW | 4 | 8 | 18 | 0
P_gen_MW | 4 | 8 | 19 | 0
P_gen_MW | 4 | 8 | 20 | 0
P_gen_MW | 4 | 8 | 21 | 0
P_gen_MW | 4 | 8 | 22 | 0
P_gen_MW | 4 | 8 | 23 | 0
P_gen_MW | 4 | 8 | 24 | 0
P_gen_MW | 4 | 9 | 1 | 0
P_gen_MW | 4 | 9 | 2 | 0
P_gen_MW | 4 | 9 | 3 | 0
P_gen_MW | 4 | 9 | 4 | 0
P_gen_MW | 4 | 9 | 5 | 0
P_gen_MW | 4 | 9 | 6 | 0
P_gen_MW | 4 | 9 | 7 | 0
P_gen_MW | 4 | 9 | 8 | 0
P_gen_MW | 4 | 9 | 9 | 0
P_gen_MW | 4 | 9 | 10 | 0
P_gen_MW | 4 | 9 | 11 | 0
P_gen_MW | 4 | 9 | 12 | 0
P_gen_MW | 4 | 9 | 13 | 0
P_gen_MW | 4 | 9 | 14 | 0
P_gen_MW | 4 | 9 | 15 | 0
P_gen_MW | 4 | 9 | 16 | 0
P_gen_MW | 4 | 9 | 17 | 0
P_gen_MW | 4 | 9 | 18 | 0
P_gen_MW | 4 | 9 | 19 | 0
P_gen_MW | 4 | 9 | 20 | 0
P_gen_MW | 4 | 9 | 21 | 0
P_gen_MW | 4 | 9 | 22 | 0
P_gen_MW | 4 | 9 | 23 | 0
P_gen_MW | 4 | 9 | 24 | 0
P_gen_MW | 4 | 10 | 1 | 0
P_gen_MW | 4 | 10 | 2 | 0
P_gen_MW | 4 | 10 | 3 | 0
P_gen_MW | 4 | 10 | 4 | 0
P_gen_MW | 4 | 10 | 5 | 0
P_gen_MW | 4 | 10 | 6 | 0
P_gen_MW | 4 | 10 | 7 | 0
P_gen_MW | 4 | 10 | 8 | 0
P_gen_MW | 4 | 10 | 9 | 0
P_gen_MW | 4 | 10 | 10 | 0
P_gen_MW | 4 | 10 | 11 | 0
P_gen_MW | 4 | 10 | 12 | 0
P_gen_MW | 4 | 10 | 13 | 0
P_gen_MW | 4 | 10 | 14 | 0
P_gen_MW | 4 | 10 | 15 | 0
P_gen_MW | 4 | 10 | 16 | 0
P_gen_MW | 4 | 10 | 17 | 0
P_gen_MW | 4 | 10 | 18 | 0
P_gen_MW | 4 | 10 | 19 | 0
P_gen_MW | 4 | 10 | 20 | 0
P_gen_MW | 4 | 10 | 21 | 0
P_gen_MW | 4 | 10 | 22 | 0
P_gen_MW | 4 | 10 | 23 | 0
P_gen_MW | 4 | 10 | 24 | 0
P_gen_MW | 4 | 11 | 1 | 0
P_gen_MW | 4 | 11 | 2 | 0
P_gen_MW | 4 | 11 | 3 | 0
P_gen_MW | 4 | 11 | 4 | 0
P_gen_MW | 4 | 11 | 5 | 0
P_gen_MW | 4 | 11 | 6 | 0
P_gen_MW | 4 | 11 | 7 | 0
P_gen_MW | 4 | 11 | 8 | 0
P_gen_MW | 4 | 11 | 9 | 0
P_gen_MW | 4 | 11 | 10 | 0
P_gen_MW | 4 | 11 | 11 | 0
P_gen_MW | 4 | 11 | 12 | 0
P_gen_MW | 4 | 11 | 13 | 0
P_gen_MW | 4 | 11 | 14 | 0
P_gen_MW | 4 | 11 | 15 | 0
P_gen_MW | 4 | 11 | 16 | 0
P_gen_MW | 4 | 11 | 17 | 0
P_gen_MW | 4 | 11 | 18 | 0
P_gen_MW | 4 | 11 | 19 | 0
P_gen_MW | 4 | 11 | 20 | 0
P_gen_MW | 4 | 11 | 21 | 0
P_gen_MW | 4 | 11 | 22 | 0
P_gen_MW | 4 | 11 | 23 | 0
P_gen_MW | 4 | 11 | 24 | 0
P_gen_MW | 4 | 12 | 1 | 0
P_gen_MW | 4 | 12 | 2 | 0
P_gen_MW | 4 | 12 | 3 | 0
P_gen_MW | 4 | 12 | 4 | 0
P_gen_MW | 4 | 12 | 5 | 0
P_gen_MW | 4 | 12 | 6 | 0
P_gen_MW | 4 | 12 | 7 | 0
P_gen_MW | 4 | 12 | 8 | 0
P_gen_MW | 4 | 12 | 9 | 0
P_gen_MW | 4 | 12 | 10 | 0
P_gen_MW | 4 | 12 | 11 | 0
P_gen_MW | 4 | 12 | 12 | 0
P_gen_MW | 4 | 12 | 13 | 0
P_gen_MW | 4 | 12 | 14 | 0
P_gen_MW | 4 | 12 | 15 | 0
P_gen_MW | 4 | 12 | 16 | 0
P_gen_MW | 4 | 12 | 17 | 0
P_gen_MW | 4 | 12 | 18 | 0
P_gen_MW | 4 | 12 | 19 | 0
P_gen_MW | 4 | 12 | 20 | 0
P_gen_MW | 4 | 12 | 21 | 0
P_gen_MW | 4 | 12 | 22 | 0
P_gen_MW | 4 | 12 | 23 | 0
P_gen_MW | 4 | 12 | 24 | 0
P_gen_MW | 4 | 13 | 1 | 0
P_gen_MW | 4 | 13 | 2 | 0
P_gen_MW | 4 | 13 | 3 | 0
P_gen_MW | 4 | 13 | 4 | 0
P_gen_MW | 4 | 13 | 5 | 0
P_gen_MW | 4 | 13 | 6 | 0
P_gen_MW | 4 | 13 | 7 | 0
P_gen_MW | 4 | 13 | 8 | 0
P_gen_MW | 4 | 13 | 9 | 0
P_gen_MW | 4 | 13 | 10 | 0
P_gen_MW | 4 | 13 | 11 | 0
P_gen_MW | 4 | 13 | 12 | 0
P_gen_MW | 4 | 13 | 13 | 0
P_gen_MW | 4 | 13 | 14 | 0
P_gen_MW | 4 | 13 | 15 | 0
P_gen_MW | 4 | 13 | 16 | 0
P_gen_MW | 4 | 13 | 17 | 0
P_gen_MW | 4 | 13 | 18 | 0
P_gen_MW | 4 | 13 | 19 | 0
P_gen_MW | 4 | 13 | 20 | 0
P_gen_MW | 4 | 13 | 21 | 0
P_gen_MW | 4 | 13 | 22 | 0
P_gen_MW | 4 | 13 | 23 | 0
P_gen_MW | 4 | 13 | 24 | 0
P_gen_MW | 4 | 14 | 1 | 0
P_gen_MW | 4 | 14 | 2 | 0
P_gen_MW | 4 | 14 | 3 | 0
P_gen_MW | 4 | 14 | 4 | 0
P_gen_MW | 4 | 14 | 5 | 0
P_gen_MW | 4 | 14 | 6 | 0
P_gen_MW | 4 | 14 | 7 | 0
P_gen_MW | 4 | 14 | 8 | 0
P_gen_MW | 4 | 14 | 9 | 0
P_gen_MW | 4 | 14 | 10 | 0
P_gen_MW | 4 | 14 | 11 | 0
P_gen_MW | 4 | 14 | 12 | 0
P_gen_MW | 4 | 14 | 13 | 0
P_gen_MW | 4 | 14 | 14 | 0
P_gen_MW | 4 | 14 | 15 | 0
P_gen_MW | 4 | 14 | 16 | 0
P_gen_MW | 4 | 14 | 17 | 0
P_gen_MW | 4 | 14 | 18 | 0
P_gen_MW | 4 | 14 | 19 | 0
P_gen_MW | 4 | 14 | 20 | 0
P_gen_MW | 4 | 14 | 21 | 0
P_gen_MW | 4 | 14 | 22 | 0
P_gen_MW | 4 | 14 | 23 | 0
P_gen_MW | 4 | 14 | 24 | 0
P_gen_MW | 4 | 15 | 1 | 0
P_gen_MW | 4 | 15 | 2 | 0
P_gen_MW | 4 | 15 | 3 | 0
P_gen_MW | 4 | 15 | 4 | 0
P_gen_MW | 4 | 15 | 5 | 0
P_gen_MW | 4 | 15 | 6 | 0
P_gen_MW | 4 | 15 | 7 | 0
P_gen_MW | 4 | 15 | 8 | 0
P_gen_MW | 4 | 15 | 9 | 0
P_gen_MW | 4 | 15 | 10 | 0
P_gen_MW | 4 | 15 | 11 | 0
P_gen_MW | 4 | 15 | 12 | 0
P_gen_MW | 4 | 15 | 13 | 0
P_gen_MW | 4 | 15 | 14 | 0
P_gen_MW | 4 | 15 | 15 | 0
P_gen_MW | 4 | 15 | 16 | 0
P_gen_MW | 4 | 15 | 17 | 0
P_gen_MW | 4 | 15 | 18 | 0
P_gen_MW | 4 | 15 | 19 | 0
P_gen_MW | 4 | 15 | 20 | 0
P_gen_MW | 4 | 15 | 21 | 0
P_gen_MW | 4 | 15 | 22 | 0
P_gen_MW | 4 | 15 | 23 | 0
P_gen_MW | 4 | 15 | 24 | 0
P_gen_MW | 4 | 16 | 1 | 0
P_gen_MW | 4 | 16 | 2 | 0
P_gen_MW | 4 | 16 | 3 | 0
P_gen_MW | 4 | 16 | 4 | 0
P_gen_MW | 4 | 16 | 5 | 0
P_gen_MW | 4 | 16 | 6 | 0
P_gen_MW | 4 | 16 | 7 | 0
P_gen_MW | 4 | 16 | 8 | 0
P_gen_MW | 4 | 16 | 9 | 0
P_gen_MW | 4 | 16 | 10 | 0
P_gen_MW | 4 | 16 | 11 | 0
P_gen_MW | 4 | 16 | 12 | 0
P_gen_MW | 4 | 16 | 13 | 0
P_gen_MW | 4 | 16 | 14 | 0
P_gen_MW | 4 | 16 | 15 | 0
P_gen_MW | 4 | 16 | 16 | 0
P_gen_MW | 4 | 16 | 17 | 0
P_gen_MW | 4 | 16 | 18 | 0
P_gen_MW | 4 | 16 | 19 | 0
P_gen_MW | 4 | 16 | 20 | 0
P_gen_MW | 4 | 16 | 21 | 0
P_gen_MW | 4 | 16 | 22 | 0
P_gen_MW | 4 | 16 | 23 | 0
P_gen_MW | 4 | 16 | 24 | 0
P_gen_MW | 4 | 17 | 1 | 0
P_gen_MW | 4 | 17 | 2 | 0
P_gen_MW | 4 | 17 | 3 | 0
P_gen_MW | 4 | 17 | 4 | 0
P_gen_MW | 4 | 17 | 5 | 0
P_gen_MW | 4 | 17 | 6 | 0
P_gen_MW | 4 | 17 | 7 | 0
P_gen_MW | 4 | 17 | 8 | 0
P_gen_MW | 4 | 17 | 9 | 0
P_gen_MW | 4 | 17 | 10 | 0
P_gen_MW | 4 | 17 | 11 | 0
P_gen_MW | 4 | 17 | 12 | 0
P_gen_MW | 4 | 17 | 13 | 0
P_gen_MW | 4 | 17 | 14 | 0
P_gen_MW | 4 | 17 | 15 | 0
P_gen_MW | 4 | 17 | 16 | 0
P_gen_MW | 4 | 17 | 17 | 0
P_gen_MW | 4 | 17 | 18 | 0
P_gen_MW | 4 | 17 | 19 | 0
P_gen_MW | 4 | 17 | 20 | 0
P_gen_MW | 4 | 17 | 21 | 0
P_gen_MW | 4 | 17 | 22 | 0
P_gen_MW | 4 | 17 | 23 | 0
P_gen_MW | 4 | 17 | 24 | 0
P_gen_MW | 4 | 18 | 1 | 0
P_gen_MW | 4 | 18 | 2 | 0
P_gen_MW | 4 | 18 | 3 | 0
P_gen_MW | 4 | 18 | 4 | 0
P_gen_MW | 4 | 18 | 5 | 0
P_gen_MW | 4 | 18 | 6 | 0
P_gen_MW | 4 | 18 | 7 | 0
P_gen_MW | 4 | 18 | 8 | 0
P_gen_MW | 4 | 18 | 9 | 0
P_gen_MW | 4 | 18 | 10 | 0
P_gen_MW | 4 | 18 | 11 | 0
P_gen_MW | 4 | 18 | 12 | 0
P_gen_MW | 4 | 18 | 13 | 0
P_gen_MW | 4 | 18 | 14 | 0
P_gen_MW | 4 | 18 | 15 | 0
P_gen_MW | 4 | 18 | 16 | 0
P_gen_MW | 4 | 18 | 17 | 0
P_gen_MW | 4 | 18 | 18 | 0
P_gen_MW | 4 | 18 | 19 | 0
P_gen_MW | 4 | 18 | 20 | 0
P_gen_MW | 4 | 18 | 21 | 0
P_gen_MW | 4 | 18 | 22 | 0
P_gen_MW | 4 | 18 | 23 | 0
P_gen_MW | 4 | 18 | 24 | 0
P_gen_MW | 4 | 19 | 1 | 0
P_gen_MW | 4 | 19 | 2 | 0
P_gen_MW | 4 | 19 | 3 | 0
P_gen_MW | 4 | 19 | 4 | 0
P_gen_MW | 4 | 19 | 5 | 0
P_gen_MW | 4 | 19 | 6 | 0
P_gen_MW | 4 | 19 | 7 | 0
P_gen_MW | 4 | 19 | 8 | 0
P_gen_MW | 4 | 19 | 9 | 0
P_gen_MW | 4 | 19 | 10 | 0
P_gen_MW | 4 | 19 | 11 | 0
P_gen_MW | 4 | 19 | 12 | 0
P_gen_MW | 4 | 19 | 13 | 0
P_gen_MW | 4 | 19 | 14 | 0
P_gen_MW | 4 | 19 | 15 | 0
P_gen_MW | 4 | 19 | 16 | 0
P_gen_MW | 4 | 19 | 17 | 0
P_gen_MW | 4 | 19 | 18 | 0
P_gen_MW | 4 | 19 | 19 | 0
P_gen_MW | 4 | 19 | 20 | 0
P_gen_MW | 4 | 19 | 21 | 0
P_gen_MW | 4 | 19 | 22 | 0
P_gen_MW | 4 | 19 | 23 | 0
P_gen_MW | 4 | 19 | 24 | 0
P_gen_MW | 4 | 20 | 1 | 0
P_gen_MW | 4 | 20 | 2 | 0
P_gen_MW | 4 | 20 | 3 | 0
P_gen_MW | 4 | 20 | 4 | 0
P_gen_MW | 4 | 20 | 5 | 0
P_gen_MW | 4 | 20 | 6 | 0
P_gen_MW | 4 | 20 | 7 | 0
P_gen_MW | 4 | 20 | 8 | 0
P_gen_MW | 4 | 20 | 9 | 0
P_gen_MW | 4 | 20 | 10 | 0
P_gen_MW | 4 | 20 | 11 | 0
P_gen_MW | 4 | 20 | 12 | 0
P_gen_MW | 4 | 20 | 13 | 0
P_gen_MW | 4 | 20 | 14 | 0
P_gen_MW | 4 | 20 | 15 | 0
P_gen_MW | 4 | 20 | 16 | 0
P_gen_MW | 4 | 20 | 17 | 0
P_gen_MW | 4 | 20 | 18 | 0
P_gen_MW | 4 | 20 | 19 | 0
P_gen_MW | 4 | 20 | 20 | 0
P_gen_MW | 4 | 20 | 21 | 0
P_gen_MW | 4 | 20 | 22 | 0
P_gen_MW | 4 | 20 | 23 | 0
P_gen_MW | 4 | 20 | 24 | 0
P_gen_MW | 4 | 21 | 1 | 0
P_gen_MW | 4 | 21 | 2 | 0
P_gen_MW | 4 | 21 | 3 | 0
P_gen_MW | 4 | 21 | 4 | 0
P_gen_MW | 4 | 21 | 5 | 0
P_gen_MW | 4 | 21 | 6 | 0
P_gen_MW | 4 | 21 | 7 | 0
P_gen_MW | 4 | 21 | 8 | 0
P_gen_MW | 4 | 21 | 9 | 0
P_gen_MW | 4 | 21 | 10 | 0
P_gen_MW | 4 | 21 | 11 | 0
P_gen_MW | 4 | 21 | 12 | 0
P_gen_MW | 4 | 21 | 13 | 0
P_gen_MW | 4 | 21 | 14 | 0
P_gen_MW | 4 | 21 | 15 | 0
P_gen_MW | 4 | 21 | 16 | 0
P_gen_MW | 4 | 21 | 17 | 0
P_gen_MW | 4 | 21 | 18 | 0
P_gen_MW | 4 | 21 | 19 | 0
P_gen_MW | 4 | 21 | 20 | 0
P_gen_MW | 4 | 21 | 21 | 0
P_gen_MW | 4 | 21 | 22 | 0
P_gen_MW | 4 | 21 | 23 | 0
P_gen_MW | 4 | 21 | 24 | 0
P_gen_MW | 4 | 22 | 1 | 0
P_gen_MW | 4 | 22 | 2 | 0
P_gen_MW | 4 | 22 | 3 | 0
P_gen_MW | 4 | 22 | 4 | 0
P_gen_MW | 4 | 22 | 5 | 0
P_gen_MW | 4 | 22 | 6 | 0
P_gen_MW | 4 | 22 | 7 | 0
P_gen_MW | 4 | 22 | 8 | 0
P_gen_MW | 4 | 22 | 9 | 0
P_gen_MW | 4 | 22 | 10 | 0
P_gen_MW | 4 | 22 | 11 | 0
P_gen_MW | 4 | 22 | 12 | 0
P_gen_MW | 4 | 22 | 13 | 0
P_gen_MW | 4 | 22 | 14 | 0
P_gen_MW | 4 | 22 | 15 | 0
P_gen_MW | 4 | 22 | 16 | 0
P_gen_MW | 4 | 22 | 17 | 0
P_gen_MW | 4 | 22 | 18 | 0
P_gen_MW | 4 | 22 | 19 | 0
P_gen_MW | 4 | 22 | 20 | 0
P_gen_MW | 4 | 22 | 21 | 0
P_gen_MW | 4 | 22 | 22 | 0
P_gen_MW | 4 | 22 | 23 | 0
P_gen_MW | 4 | 22 | 24 | 0
P_gen_MW | 4 | 23 | 1 | 0
P_gen_MW | 4 | 23 | 2 | 0
P_gen_MW | 4 | 23 | 3 | 0
P_gen_MW | 4 | 23 | 4 | 0
P_gen_MW | 4 | 23 | 5 | 0
P_gen_MW | 4 | 23 | 6 | 0
P_gen_MW | 4 | 23 | 7 | 0.042158
P_gen_MW | 4 | 23 | 8 | 0.20604
P_gen_MW | 4 | 23 | 9 | 0.40071
P_gen_MW | 4 | 23 | 10 | 0.57207
P_gen_MW | 4 | 23 | 11 | 0.60661
P_gen_MW | 4 | 23 | 12 | 0.65149
P_gen_MW | 4 | 23 | 13 | 0.70148
P_gen_MW | 4 | 23 | 14 | 0.66758
P_gen_MW | 4 | 23 | 15 | 0.743
P_gen_MW | 4 | 23 | 16 | 0.65358
P_gen_MW | 4 | 23 | 17 | 0.52899
P_gen_MW | 4 | 23 | 18 | 0.35873
P_gen_MW | 4 | 23 | 19 | 0.17083
P_gen_MW | 4 | 23 | 20 | 0.094234
P_gen_MW | 4 | 23 | 21 | 0.06979
P_gen_MW | 4 | 23 | 22 | 0.033372
P_gen_MW | 4 | 23 | 23 | 0.015269
P_gen_MW | 4 | 23 | 24 | 0
P_gen_MW | 4 | 24 | 1 | 0
P_gen_MW | 4 | 24 | 2 | 0
P_gen_MW | 4 | 24 | 3 | 0
P_gen_MW | 4 | 24 | 4 | 0
P_gen_MW | 4 | 24 | 5 | 0
P_gen_MW | 4 | 24 | 6 | 0
P_gen_MW | 4 | 24 | 7 | 0
P_gen_MW | 4 | 24 | 8 | 0
P_gen_MW | 4 | 24 | 9 | 0
P_gen_MW | 4 | 24 | 10 | 0
P_gen_MW | 4 | 24 | 11 | 0
P_gen_MW | 4 | 24 | 12 | 0
P_gen_MW | 4 | 24 | 13 | 0
P_gen_MW | 4 | 24 | 14 | 0
P_gen_MW | 4 | 24 | 15 | 0
P_gen_MW | 4 | 24 | 16 | 0
P_gen_MW | 4 | 24 | 17 | 0
P_gen_MW | 4 | 24 | 18 | 0
P_gen_MW | 4 | 24 | 19 | 0
P_gen_MW | 4 | 24 | 20 | 0
P_gen_MW | 4 | 24 | 21 | 0
P_gen_MW | 4 | 24 | 22 | 0
P_gen_MW | 4 | 24 | 23 | 0
P_gen_MW | 4 | 24 | 24 | 0
P_gen_MW | 4 | 25 | 1 | 0
P_gen_MW | 4 | 25 | 2 | 0
P_gen_MW | 4 | 25 | 3 | 0
P_gen_MW | 4 | 25 | 4 | 0
P_gen_MW | 4 | 25 | 5 | 0
P_gen_MW | 4 | 25 | 6 | 0
P_gen_MW | 4 | 25 | 7 | 0
P_gen_MW | 4 | 25 | 8 | 0
P_gen_MW | 4 | 25 | 9 | 0
P_gen_MW | 4 | 25 | 10 | 0
P_gen_MW | 4 | 25 | 11 | 0
P_gen_MW | 4 | 25 | 12 | 0
P_gen_MW | 4 | 25 | 13 | 0
P_gen_MW | 4 | 25 | 14 | 0
P_gen_MW | 4 | 25 | 15 | 0
P_gen_MW | 4 | 25 | 16 | 0
P_gen_MW | 4 | 25 | 17 | 0
P_gen_MW | 4 | 25 | 18 | 0
P_gen_MW | 4 | 25 | 19 | 0
P_gen_MW | 4 | 25 | 20 | 0
P_gen_MW | 4 | 25 | 21 | 0
P_gen_MW | 4 | 25 | 22 | 0
P_gen_MW | 4 | 25 | 23 | 0
P_gen_MW | 4 | 25 | 24 | 0
P_gen_MW | 4 | 26 | 1 | 0
P_gen_MW | 4 | 26 | 2 | 0
P_gen_MW | 4 | 26 | 3 | 0
P_gen_MW | 4 | 26 | 4 | 0
P_gen_MW | 4 | 26 | 5 | 0
P_gen_MW | 4 | 26 | 6 | 0
P_gen_MW | 4 | 26 | 7 | 0
P_gen_MW | 4 | 26 | 8 | 0
P_gen_MW | 4 | 26 | 9 | 0
P_gen_MW | 4 | 26 | 10 | 0
P_gen_MW | 4 | 26 | 11 | 0
P_gen_MW | 4 | 26 | 12 | 0
P_gen_MW | 4 | 26 | 13 | 0
P_gen_MW | 4 | 26 | 14 | 0
P_gen_MW | 4 | 26 | 15 | 0
P_gen_MW | 4 | 26 | 16 | 0
P_gen_MW | 4 | 26 | 17 | 0
P_gen_MW | 4 | 26 | 18 | 0
P_gen_MW | 4 | 26 | 19 | 0
P_gen_MW | 4 | 26 | 20 | 0
P_gen_MW | 4 | 26 | 21 | 0
P_gen_MW | 4 | 26 | 22 | 0
P_gen_MW | 4 | 26 | 23 | 0
P_gen_MW | 4 | 26 | 24 | 0
P_gen_MW | 4 | 27 | 1 | 0
P_gen_MW | 4 | 27 | 2 | 0
P_gen_MW | 4 | 27 | 3 | 0
P_gen_MW | 4 | 27 | 4 | 0
P_gen_MW | 4 | 27 | 5 | 0
P_gen_MW | 4 | 27 | 6 | 0
P_gen_MW | 4 | 27 | 7 | 0
P_gen_MW | 4 | 27 | 8 | 0
P_gen_MW | 4 | 27 | 9 | 0
P_gen_MW | 4 | 27 | 10 | 0
P_gen_MW | 4 | 27 | 11 | 0
P_gen_MW | 4 | 27 | 12 | 0
P_gen_MW | 4 | 27 | 13 | 0
P_gen_MW | 4 | 27 | 14 | 0
P_gen_MW | 4 | 27 | 15 | 0
P_gen_MW | 4 | 27 | 16 | 0
P_gen_MW | 4 | 27 | 17 | 0
P_gen_MW | 4 | 27 | 18 | 0
P_gen_MW | 4 | 27 | 19 | 0
P_gen_MW | 4 | 27 | 20 | 0
P_gen_MW | 4 | 27 | 21 | 0
P_gen_MW | 4 | 27 | 22 | 0
P_gen_MW | 4 | 27 | 23 | 0
P_gen_MW | 4 | 27 | 24 | 0
P_gen_MW | 4 | 28 | 1 | 0
P_gen_MW | 4 | 28 | 2 | 0
P_gen_MW | 4 | 28 | 3 | 0
P_gen_MW | 4 | 28 | 4 | 0
P_gen_MW | 4 | 28 | 5 | 0
P_gen_MW | 4 | 28 | 6 | 0
P_gen_MW | 4 | 28 | 7 | 0
P_gen_MW | 4 | 28 | 8 | 0
P_gen_MW | 4 | 28 | 9 | 0
P_gen_MW | 4 | 28 | 10 | 0
P_gen_MW | 4 | 28 | 11 | 0
P_gen_MW | 4 | 28 | 12 | 0
P_gen_MW | 4 | 28 | 13 | 0
P_gen_MW | 4 | 28 | 14 | 0
P_gen_MW | 4 | 28 | 15 | 0
P_gen_MW | 4 | 28 | 16 | 0
P_gen_MW | 4 | 28 | 17 | 0
P_gen_MW | 4 | 28 | 18 | 0
P_gen_MW | 4 | 28 | 19 | 0
P_gen_MW | 4 | 28 | 20 | 0
P_gen_MW | 4 | 28 | 21 | 0
P_gen_MW | 4 | 28 | 22 | 0
P_gen_MW | 4 | 28 | 23 | 0
P_gen_MW | 4 | 28 | 24 | 0
P_gen_MW | 4 | 29 | 1 | 0
P_gen_MW | 4 | 29 | 2 | 0
P_gen_MW | 4 | 29 | 3 | 0
P_gen_MW | 4 | 29 | 4 | 0
P_gen_MW | 4 | 29 | 5 | 0
P_gen_MW | 4 | 29 | 6 | 0
P_gen_MW | 4 | 29 | 7 | 0
P_gen_MW | 4 | 29 | 8 | 0
P_gen_MW | 4 | 29 | 9 | 0
P_gen_MW | 4 | 29 | 10 | 0
P_gen_MW | 4 | 29 | 11 | 0
P_gen_MW | 4 | 29 | 12 | 0
P_gen_MW | 4 | 29 | 13 | 0
P_gen_MW | 4 | 29 | 14 | 0
P_gen_MW | 4 | 29 | 15 | 0
P_gen_MW | 4 | 29 | 16 | 0
P_gen_MW | 4 | 29 | 17 | 0
P_gen_MW | 4 | 29 | 18 | 0
P_gen_MW | 4 | 29 | 19 | 0
P_gen_MW | 4 | 29 | 20 | 0
P_gen_MW | 4 | 29 | 21 | 0
P_gen_MW | 4 | 29 | 22 | 0
P_gen_MW | 4 | 29 | 23 | 0
P_gen_MW | 4 | 29 | 24 | 0
P_gen_MW | 4 | 30 | 1 | 0
P_gen_MW | 4 | 30 | 2 | 0
P_gen_MW | 4 | 30 | 3 | 0
P_gen_MW | 4 | 30 | 4 | 0
P_gen_MW | 4 | 30 | 5 | 0
P_gen_MW | 4 | 30 | 6 | 0
P_gen_MW | 4 | 30 | 7 | 0
P_gen_MW | 4 | 30 | 8 | 0
P_gen_MW | 4 | 30 | 9 | 0
P_gen_MW | 4 | 30 | 10 | 0
P_gen_MW | 4 | 30 | 11 | 0
P_gen_MW | 4 | 30 | 12 | 0
P_gen_MW | 4 | 30 | 13 | 0
P_gen_MW | 4 | 30 | 14 | 0
P_gen_MW | 4 | 30 | 15 | 0
P_gen_MW | 4 | 30 | 16 | 0
P_gen_MW | 4 | 30 | 17 | 0
P_gen_MW | 4 | 30 | 18 | 0
P_gen_MW | 4 | 30 | 19 | 0
P_gen_MW | 4 | 30 | 20 | 0
P_gen_MW | 4 | 30 | 21 | 0
P_gen_MW | 4 | 30 | 22 | 0
P_gen_MW | 4 | 30 | 23 | 0
P_gen_MW | 4 | 30 | 24 | 0
P_gen_MW | 4 | 31 | 1 | 0
P_gen_MW | 4 | 31 | 2 | 0
P_gen_MW | 4 | 31 | 3 | 0
P_gen_MW | 4 | 31 | 4 | 0
P_gen_MW | 4 | 31 | 5 | 0
P_gen_MW | 4 | 31 | 6 | 0
P_gen_MW | 4 | 31 | 7 | 0
P_gen_MW | 4 | 31 | 8 | 0
P_gen_MW | 4 | 31 | 9 | 0
P_gen_MW | 4 | 31 | 10 | 0
P_gen_MW | 4 | 31 | 11 | 0
P_gen_MW | 4 | 31 | 12 | 0
P_gen_MW | 4 | 31 | 13 | 0
P_gen_MW | 4 | 31 | 14 | 0
P_gen_MW | 4 | 31 | 15 | 0
P_gen_MW | 4 | 31 | 16 | 0
P_gen_MW | 4 | 31 | 17 | 0
P_gen_MW | 4 | 31 | 18 | 0
P_gen_MW | 4 | 31 | 19 | 0
P_gen_MW | 4 | 31 | 20 | 0
P_gen_MW | 4 | 31 | 21 | 0
P_gen_MW | 4 | 31 | 22 | 0
P_gen_MW | 4 | 31 | 23 | 0
P_gen_MW | 4 | 31 | 24 | 0
P_gen_MW | 4 | 32 | 1 | 0
P_gen_MW | 4 | 32 | 2 | 0
P_gen_MW | 4 | 32 | 3 | 0
P_gen_MW | 4 | 32 | 4 | 0
P_gen_MW | 4 | 32 | 5 | 0
P_gen_MW | 4 | 32 | 6 | 0
P_gen_MW | 4 | 32 | 7 | 0
P_gen_MW | 4 | 32 | 8 | 0
P_gen_MW | 4 | 32 | 9 | 0
P_gen_MW | 4 | 32 | 10 | 0
P_gen_MW | 4 | 32 | 11 | 0
P_gen_MW | 4 | 32 | 12 | 0
P_gen_MW | 4 | 32 | 13 | 0
P_gen_MW | 4 | 32 | 14 | 0
P_gen_MW | 4 | 32 | 15 | 0
P_gen_MW | 4 | 32 | 16 | 0
P_gen_MW | 4 | 32 | 17 | 0
P_gen_MW | 4 | 32 | 18 | 0
P_gen_MW | 4 | 32 | 19 | 0
P_gen_MW | 4 | 32 | 20 | 0
P_gen_MW | 4 | 32 | 21 | 0
P_gen_MW | 4 | 32 | 22 | 0
P_gen_MW | 4 | 32 | 23 | 0
P_gen_MW | 4 | 32 | 24 | 0
P_gen_MW | 4 | 33 | 1 | 0
P_gen_MW | 4 | 33 | 2 | 0
P_gen_MW | 4 | 33 | 3 | 0
P_gen_MW | 4 | 33 | 4 | 0
P_gen_MW | 4 | 33 | 5 | 0
P_gen_MW | 4 | 33 | 6 | 0
P_gen_MW | 4 | 33 | 7 | 0
P_gen_MW | 4 | 33 | 8 | 0
P_gen_MW | 4 | 33 | 9 | 0
P_gen_MW | 4 | 33 | 10 | 0
P_gen_MW | 4 | 33 | 11 | 0
P_gen_MW | 4 | 33 | 12 | 0
P_gen_MW | 4 | 33 | 13 | 0
P_gen_MW | 4 | 33 | 14 | 0
P_gen_MW | 4 | 33 | 15 | 0
P_gen_MW | 4 | 33 | 16 | 0
P_gen_MW | 4 | 33 | 17 | 0
P_gen_MW | 4 | 33 | 18 | 0
P_gen_MW | 4 | 33 | 19 | 0
P_gen_MW | 4 | 33 | 20 | 0
P_gen_MW | 4 | 33 | 21 | 0
P_gen_MW | 4 | 33 | 22 | 0
P_gen_MW | 4 | 33 | 23 | 0
P_gen_MW | 4 | 33 | 24 | 0
P_gen_MW | 5 | 1 | 1 | 0
P_gen_MW | 5 | 1 | 2 | 0
P_gen_MW | 5 | 1 | 3 | 0
P_gen_MW | 5 | 1 | 4 | 0
P_gen_MW | 5 | 1 | 5 | 0
P_gen_MW | 5 | 1 | 6 | 0
P_gen_MW | 5 | 1 | 7 | 0
P_gen_MW | 5 | 1 | 8 | 0
P_gen_MW | 5 | 1 | 9 | 0
P_gen_MW | 5 | 1 | 10 | 0
P_gen_MW | 5 | 1 | 11 | 0
P_gen_MW | 5 | 1 | 12 | 0
P_gen_MW | 5 | 1 | 13 | 0
P_gen_MW | 5 | 1 | 14 | 0
P_gen_MW | 5 | 1 | 15 | 0
P_gen_MW | 5 | 1 | 16 | 0
P_gen_MW | 5 | 1 | 17 | 0
P_gen_MW | 5 | 1 | 18 | 0
P_gen_MW | 5 | 1 | 19 | 0
P_gen_MW | 5 | 1 | 20 | 0
P_gen_MW | 5 | 1 | 21 | 0
P_gen_MW | 5 | 1 | 22 | 0
P_gen_MW | 5 | 1 | 23 | 0
P_gen_MW | 5 | 1 | 24 | 0
P_gen_MW | 5 | 2 | 1 | 0
P_gen_MW | 5 | 2 | 2 | 0
P_gen_MW | 5 | 2 | 3 | 0
P_gen_MW | 5 | 2 | 4 | 0
P_gen_MW | 5 | 2 | 5 | 0
P_gen_MW | 5 | 2 | 6 | 0
P_gen_MW | 5 | 2 | 7 | 0
P_gen_MW | 5 | 2 | 8 | 0
P_gen_MW | 5 | 2 | 9 | 0
P_gen_MW | 5 | 2 | 10 | 0
P_gen_MW | 5 | 2 | 11 | 0
P_gen_MW | 5 | 2 | 12 | 0
P_gen_MW | 5 | 2 | 13 | 0
P_gen_MW | 5 | 2 | 14 | 0
P_gen_MW | 5 | 2 | 15 | 0
P_gen_MW | 5 | 2 | 16 | 0
P_gen_MW | 5 | 2 | 17 | 0
P_gen_MW | 5 | 2 | 18 | 0
P_gen_MW | 5 | 2 | 19 | 0
P_gen_MW | 5 | 2 | 20 | 0
P_gen_MW | 5 | 2 | 21 | 0
P_gen_MW | 5 | 2 | 22 | 0
P_gen_MW | 5 | 2 | 23 | 0
P_gen_MW | 5 | 2 | 24 | 0
P_gen_MW | 5 | 3 | 1 | 0
P_gen_MW | 5 | 3 | 2 | 0
P_gen_MW | 5 | 3 | 3 | 0
P_gen_MW | 5 | 3 | 4 | 0
P_gen_MW | 5 | 3 | 5 | 0
P_gen_MW | 5 | 3 | 6 | 0
P_gen_MW | 5 | 3 | 7 | 0
P_gen_MW | 5 | 3 | 8 | 0
P_gen_MW | 5 | 3 | 9 | 0
P_gen_MW | 5 | 3 | 10 | 0
P_gen_MW | 5 | 3 | 11 | 0
P_gen_MW | 5 | 3 | 12 | 0
P_gen_MW | 5 | 3 | 13 | 0
P_gen_MW | 5 | 3 | 14 | 0
P_gen_MW | 5 | 3 | 15 | 0
P_gen_MW | 5 | 3 | 16 | 0
P_gen_MW | 5 | 3 | 17 | 0
P_gen_MW | 5 | 3 | 18 | 0
P_gen_MW | 5 | 3 | 19 | 0
P_gen_MW | 5 | 3 | 20 | 0
P_gen_MW | 5 | 3 | 21 | 0
P_gen_MW | 5 | 3 | 22 | 0
P_gen_MW | 5 | 3 | 23 | 0
P_gen_MW | 5 | 3 | 24 | 0
P_gen_MW | 5 | 4 | 1 | 0
P_gen_MW | 5 | 4 | 2 | 0
P_gen_MW | 5 | 4 | 3 | 0
P_gen_MW | 5 | 4 | 4 | 0
P_gen_MW | 5 | 4 | 5 | 0
P_gen_MW | 5 | 4 | 6 | 0
P_gen_MW | 5 | 4 | 7 | 0
P_gen_MW | 5 | 4 | 8 | 0
P_gen_MW | 5 | 4 | 9 | 0
P_gen_MW | 5 | 4 | 10 | 0
P_gen_MW | 5 | 4 | 11 | 0
P_gen_MW | 5 | 4 | 12 | 0
P_gen_MW | 5 | 4 | 13 | 0
P_gen_MW | 5 | 4 | 14 | 0
P_gen_MW | 5 | 4 | 15 | 0
P_gen_MW | 5 | 4 | 16 | 0
P_gen_MW | 5 | 4 | 17 | 0
P_gen_MW | 5 | 4 | 18 | 0
P_gen_MW | 5 | 4 | 19 | 0
P_gen_MW | 5 | 4 | 20 | 0
P_gen_MW | 5 | 4 | 21 | 0
P_gen_MW | 5 | 4 | 22 | 0
P_gen_MW | 5 | 4 | 23 | 0
P_gen_MW | 5 | 4 | 24 | 0
P_gen_MW | 5 | 5 | 1 | 0
P_gen_MW | 5 | 5 | 2 | 0
P_gen_MW | 5 | 5 | 3 | 0
P_gen_MW | 5 | 5 | 4 | 0
P_gen_MW | 5 | 5 | 5 | 0
P_gen_MW | 5 | 5 | 6 | 0
P_gen_MW | 5 | 5 | 7 | 0
P_gen_MW | 5 | 5 | 8 | 0
P_gen_MW | 5 | 5 | 9 | 0
P_gen_MW | 5 | 5 | 10 | 0
P_gen_MW | 5 | 5 | 11 | 0
P_gen_MW | 5 | 5 | 12 | 0
P_gen_MW | 5 | 5 | 13 | 0
P_gen_MW | 5 | 5 | 14 | 0
P_gen_MW | 5 | 5 | 15 | 0
P_gen_MW | 5 | 5 | 16 | 0
P_gen_MW | 5 | 5 | 17 | 0
P_gen_MW | 5 | 5 | 18 | 0
P_gen_MW | 5 | 5 | 19 | 0
P_gen_MW | 5 | 5 | 20 | 0
P_gen_MW | 5 | 5 | 21 | 0
P_gen_MW | 5 | 5 | 22 | 0
P_gen_MW | 5 | 5 | 23 | 0
P_gen_MW | 5 | 5 | 24 | 0
P_gen_MW | 5 | 6 | 1 | 0
P_gen_MW | 5 | 6 | 2 | 0
P_gen_MW | 5 | 6 | 3 | 0
P_gen_MW | 5 | 6 | 4 | 0
P_gen_MW | 5 | 6 | 5 | 0
P_gen_MW | 5 | 6 | 6 | 0
P_gen_MW | 5 | 6 | 7 | 0
P_gen_MW | 5 | 6 | 8 | 0
P_gen_MW | 5 | 6 | 9 | 0
P_gen_MW | 5 | 6 | 10 | 0
P_gen_MW | 5 | 6 | 11 | 0
P_gen_MW | 5 | 6 | 12 | 0
P_gen_MW | 5 | 6 | 13 | 0
P_gen_MW | 5 | 6 | 14 | 0
P_gen_MW | 5 | 6 | 15 | 0
P_gen_MW | 5 | 6 | 16 | 0
P_gen_MW | 5 | 6 | 17 | 0
P_gen_MW | 5 | 6 | 18 | 0
P_gen_MW | 5 | 6 | 19 | 0
P_gen_MW | 5 | 6 | 20 | 0
P_gen_MW | 5 | 6 | 21 | 0
P_gen_MW | 5 | 6 | 22 | 0
P_gen_MW | 5 | 6 | 23 | 0
P_gen_MW | 5 | 6 | 24 | 0
P_gen_MW | 5 | 7 | 1 | 0
P_gen_MW | 5 | 7 | 2 | 0
P_gen_MW | 5 | 7 | 3 | 0
P_gen_MW | 5 | 7 | 4 | 0
P_gen_MW | 5 | 7 | 5 | 0
P_gen_MW | 5 | 7 | 6 | 0
P_gen_MW | 5 | 7 | 7 | 0
P_gen_MW | 5 | 7 | 8 | 0
P_gen_MW | 5 | 7 | 9 | 0
P_gen_MW | 5 | 7 | 10 | 0
P_gen_MW | 5 | 7 | 11 | 0
P_gen_MW | 5 | 7 | 12 | 0
P_gen_MW | 5 | 7 | 13 | 0
P_gen_MW | 5 | 7 | 14 | 0
P_gen_MW | 5 | 7 | 15 | 0
P_gen_MW | 5 | 7 | 16 | 0
P_gen_MW | 5 | 7 | 17 | 0
P_gen_MW | 5 | 7 | 18 | 0
P_gen_MW | 5 | 7 | 19 | 0
P_gen_MW | 5 | 7 | 20 | 0
P_gen_MW | 5 | 7 | 21 | 0
P_gen_MW | 5 | 7 | 22 | 0
P_gen_MW | 5 | 7 | 23 | 0
P_gen_MW | 5 | 7 | 24 | 0
P_gen_MW | 5 | 8 | 1 | 0
P_gen_MW | 5 | 8 | 2 | 0
P_gen_MW | 5 | 8 | 3 | 0
P_gen_MW | 5 | 8 | 4 | 0
P_gen_MW | 5 | 8 | 5 | 0
P_gen_MW | 5 | 8 | 6 | 0
P_gen_MW | 5 | 8 | 7 | 0
P_gen_MW | 5 | 8 | 8 | 0
P_gen_MW | 5 | 8 | 9 | 0
P_gen_MW | 5 | 8 | 10 | 0
P_gen_MW | 5 | 8 | 11 | 0
P_gen_MW | 5 | 8 | 12 | 0
P_gen_MW | 5 | 8 | 13 | 0
P_gen_MW | 5 | 8 | 14 | 0
P_gen_MW | 5 | 8 | 15 | 0
P_gen_MW | 5 | 8 | 16 | 0
P_gen_MW | 5 | 8 | 17 | 0
P_gen_MW | 5 | 8 | 18 | 0
P_gen_MW | 5 | 8 | 19 | 0
P_gen_MW | 5 | 8 | 20 | 0
P_gen_MW | 5 | 8 | 21 | 0
P_gen_MW | 5 | 8 | 22 | 0
P_gen_MW | 5 | 8 | 23 | 0
P_gen_MW | 5 | 8 | 24 | 0
P_gen_MW | 5 | 9 | 1 | 0
P_gen_MW | 5 | 9 | 2 | 0
P_gen_MW | 5 | 9 | 3 | 0
P_gen_MW | 5 | 9 | 4 | 0
P_gen_MW | 5 | 9 | 5 | 0
P_gen_MW | 5 | 9 | 6 | 0
P_gen_MW | 5 | 9 | 7 | 0
P_gen_MW | 5 | 9 | 8 | 0
P_gen_MW | 5 | 9 | 9 | 0
P_gen_MW | 5 | 9 | 10 | 0
P_gen_MW | 5 | 9 | 11 | 0
P_gen_MW | 5 | 9 | 12 | 0
P_gen_MW | 5 | 9 | 13 | 0
P_gen_MW | 5 | 9 | 14 | 0
P_gen_MW | 5 | 9 | 15 | 0
P_gen_MW | 5 | 9 | 16 | 0
P_gen_MW | 5 | 9 | 17 | 0
P_gen_MW | 5 | 9 | 18 | 0
P_gen_MW | 5 | 9 | 19 | 0
P_gen_MW | 5 | 9 | 20 | 0
P_gen_MW | 5 | 9 | 21 | 0
P_gen_MW | 5 | 9 | 22 | 0
P_gen_MW | 5 | 9 | 23 | 0
P_gen_MW | 5 | 9 | 24 | 0
P_gen_MW | 5 | 10 | 1 | 0
P_gen_MW | 5 | 10 | 2 | 0
P_gen_MW | 5 | 10 | 3 | 0
P_gen_MW | 5 | 10 | 4 | 0
P_gen_MW | 5 | 10 | 5 | 0
P_gen_MW | 5 | 10 | 6 | 0
P_gen_MW | 5 | 10 | 7 | 0
P_gen_MW | 5 | 10 | 8 | 0
P_gen_MW | 5 | 10 | 9 | 0
P_gen_MW | 5 | 10 | 10 | 0
P_gen_MW | 5 | 10 | 11 | 0
P_gen_MW | 5 | 10 | 12 | 0
P_gen_MW | 5 | 10 | 13 | 0
P_gen_MW | 5 | 10 | 14 | 0
P_gen_MW | 5 | 10 | 15 | 0
P_gen_MW | 5 | 10 | 16 | 0
P_gen_MW | 5 | 10 | 17 | 0
P_gen_MW | 5 | 10 | 18 | 0
P_gen_MW | 5 | 10 | 19 | 0
P_gen_MW | 5 | 10 | 20 | 0
P_gen_MW | 5 | 10 | 21 | 0
P_gen_MW | 5 | 10 | 22 | 0
P_gen_MW | 5 | 10 | 23 | 0
P_gen_MW | 5 | 10 | 24 | 0
P_gen_MW | 5 | 11 | 1 | 0
P_gen_MW | 5 | 11 | 2 | 0
P_gen_MW | 5 | 11 | 3 | 0
P_gen_MW | 5 | 11 | 4 | 0
P_gen_MW | 5 | 11 | 5 | 0
P_gen_MW | 5 | 11 | 6 | 0
P_gen_MW | 5 | 11 | 7 | 0
P_gen_MW | 5 | 11 | 8 | 0
P_gen_MW | 5 | 11 | 9 | 0
P_gen_MW | 5 | 11 | 10 | 0
P_gen_MW | 5 | 11 | 11 | 0
P_gen_MW | 5 | 11 | 12 | 0
P_gen_MW | 5 | 11 | 13 | 0
P_gen_MW | 5 | 11 | 14 | 0
P_gen_MW | 5 | 11 | 15 | 0
P_gen_MW | 5 | 11 | 16 | 0
P_gen_MW | 5 | 11 | 17 | 0
P_gen_MW | 5 | 11 | 18 | 0
P_gen_MW | 5 | 11 | 19 | 0
P_gen_MW | 5 | 11 | 20 | 0
P_gen_MW | 5 | 11 | 21 | 0
P_gen_MW | 5 | 11 | 22 | 0
P_gen_MW | 5 | 11 | 23 | 0
P_gen_MW | 5 | 11 | 24 | 0
P_gen_MW | 5 | 12 | 1 | 0
P_gen_MW | 5 | 12 | 2 | 0
P_gen_MW | 5 | 12 | 3 | 0
P_gen_MW | 5 | 12 | 4 | 0
P_gen_MW | 5 | 12 | 5 | 0
P_gen_MW | 5 | 12 | 6 | 0
P_gen_MW | 5 | 12 | 7 | 0
P_gen_MW | 5 | 12 | 8 | 0
P_gen_MW | 5 | 12 | 9 | 0
P_gen_MW | 5 | 12 | 10 | 0
P_gen_MW | 5 | 12 | 11 | 0
P_gen_MW | 5 | 12 | 12 | 0
P_gen_MW | 5 | 12 | 13 | 0
P_gen_MW | 5 | 12 | 14 | 0
P_gen_MW | 5 | 12 | 15 | 0
P_gen_MW | 5 | 12 | 16 | 0
P_gen_MW | 5 | 12 | 17 | 0
P_gen_MW | 5 | 12 | 18 | 0
P_gen_MW | 5 | 12 | 19 | 0
P_gen_MW | 5 | 12 | 20 | 0
P_gen_MW | 5 | 12 | 21 | 0
P_gen_MW | 5 | 12 | 22 | 0
P_gen_MW | 5 | 12 | 23 | 0
P_gen_MW | 5 | 12 | 24 | 0
P_gen_MW | 5 | 13 | 1 | 0
P_gen_MW | 5 | 13 | 2 | 0
P_gen_MW | 5 | 13 | 3 | 0
P_gen_MW | 5 | 13 | 4 | 0
P_gen_MW | 5 | 13 | 5 | 0
P_gen_MW | 5 | 13 | 6 | 0
P_gen_MW | 5 | 13 | 7 | 0
P_gen_MW | 5 | 13 | 8 | 0
P_gen_MW | 5 | 13 | 9 | 0
P_gen_MW | 5 | 13 | 10 | 0
P_gen_MW | 5 | 13 | 11 | 0
P_gen_MW | 5 | 13 | 12 | 0
P_gen_MW | 5 | 13 | 13 | 0
P_gen_MW | 5 | 13 | 14 | 0
P_gen_MW | 5 | 13 | 15 | 0
P_gen_MW | 5 | 13 | 16 | 0
P_gen_MW | 5 | 13 | 17 | 0
P_gen_MW | 5 | 13 | 18 | 0
P_gen_MW | 5 | 13 | 19 | 0
P_gen_MW | 5 | 13 | 20 | 0
P_gen_MW | 5 | 13 | 21 | 0
P_gen_MW | 5 | 13 | 22 | 0
P_gen_MW | 5 | 13 | 23 | 0
P_gen_MW | 5 | 13 | 24 | 0
P_gen_MW | 5 | 14 | 1 | 0
P_gen_MW | 5 | 14 | 2 | 0
P_gen_MW | 5 | 14 | 3 | 0
P_gen_MW | 5 | 14 | 4 | 0
P_gen_MW | 5 | 14 | 5 | 0
P_gen_MW | 5 | 14 | 6 | 0
P_gen_MW | 5 | 14 | 7 | 0
P_gen_MW | 5 | 14 | 8 | 0
P_gen_MW | 5 | 14 | 9 | 0
P_gen_MW | 5 | 14 | 10 | 0
P_gen_MW | 5 | 14 | 11 | 0
P_gen_MW | 5 | 14 | 12 | 0
P_gen_MW | 5 | 14 | 13 | 0
P_gen_MW | 5 | 14 | 14 | 0
P_gen_MW | 5 | 14 | 15 | 0
P_gen_MW | 5 | 14 | 16 | 0
P_gen_MW | 5 | 14 | 17 | 0
P_gen_MW | 5 | 14 | 18 | 0
P_gen_MW | 5 | 14 | 19 | 0
P_gen_MW | 5 | 14 | 20 | 0
P_gen_MW | 5 | 14 | 21 | 0
P_gen_MW | 5 | 14 | 22 | 0
P_gen_MW | 5 | 14 | 23 | 0
P_gen_MW | 5 | 14 | 24 | 0
P_gen_MW | 5 | 15 | 1 | 0
P_gen_MW | 5 | 15 | 2 | 0
P_gen_MW | 5 | 15 | 3 | 0
P_gen_MW | 5 | 15 | 4 | 0
P_gen_MW | 5 | 15 | 5 | 0
P_gen_MW | 5 | 15 | 6 | 0
P_gen_MW | 5 | 15 | 7 | 0
P_gen_MW | 5 | 15 | 8 | 0
P_gen_MW | 5 | 15 | 9 | 0
P_gen_MW | 5 | 15 | 10 | 0
P_gen_MW | 5 | 15 | 11 | 0
P_gen_MW | 5 | 15 | 12 | 0
P_gen_MW | 5 | 15 | 13 | 0
P_gen_MW | 5 | 15 | 14 | 0
P_gen_MW | 5 | 15 | 15 | 0
P_gen_MW | 5 | 15 | 16 | 0
P_gen_MW | 5 | 15 | 17 | 0
P_gen_MW | 5 | 15 | 18 | 0
P_gen_MW | 5 | 15 | 19 | 0
P_gen_MW | 5 | 15 | 20 | 0
P_gen_MW | 5 | 15 | 21 | 0
P_gen_MW | 5 | 15 | 22 | 0
P_gen_MW | 5 | 15 | 23 | 0
P_gen_MW | 5 | 15 | 24 | 0
P_gen_MW | 5 | 16 | 1 | 0
P_gen_MW | 5 | 16 | 2 | 0
P_gen_MW | 5 | 16 | 3 | 0
P_gen_MW | 5 | 16 | 4 | 0
P_gen_MW | 5 | 16 | 5 | 0
P_gen_MW | 5 | 16 | 6 | 0
P_gen_MW | 5 | 16 | 7 | 0
P_gen_MW | 5 | 16 | 8 | 0
P_gen_MW | 5 | 16 | 9 | 0
P_gen_MW | 5 | 16 | 10 | 0
P_gen_MW | 5 | 16 | 11 | 0
P_gen_MW | 5 | 16 | 12 | 0
P_gen_MW | 5 | 16 | 13 | 0
P_gen_MW | 5 | 16 | 14 | 0
P_gen_MW | 5 | 16 | 15 | 0
P_gen_MW | 5 | 16 | 16 | 0
P_gen_MW | 5 | 16 | 17 | 0
P_gen_MW | 5 | 16 | 18 | 0
P_gen_MW | 5 | 16 | 19 | 0
P_gen_MW | 5 | 16 | 20 | 0
P_gen_MW | 5 | 16 | 21 | 0
P_gen_MW | 5 | 16 | 22 | 0
P_gen_MW | 5 | 16 | 23 | 0
P_gen_MW | 5 | 16 | 24 | 0
P_gen_MW | 5 | 17 | 1 | 0
P_gen_MW | 5 | 17 | 2 | 0
P_gen_MW | 5 | 17 | 3 | 0
P_gen_MW | 5 | 17 | 4 | 0
P_gen_MW | 5 | 17 | 5 | 0
P_gen_MW | 5 | 17 | 6 | 0
P_gen_MW | 5 | 17 | 7 | 0
P_gen_MW | 5 | 17 | 8 | 0
P_gen_MW | 5 | 17 | 9 | 0
P_gen_MW | 5 | 17 | 10 | 0
P_gen_MW | 5 | 17 | 11 | 0
P_gen_MW | 5 | 17 | 12 | 0
P_gen_MW | 5 | 17 | 13 | 0
P_gen_MW | 5 | 17 | 14 | 0
P_gen_MW | 5 | 17 | 15 | 0
P_gen_MW | 5 | 17 | 16 | 0
P_gen_MW | 5 | 17 | 17 | 0
P_gen_MW | 5 | 17 | 18 | 0
P_gen_MW | 5 | 17 | 19 | 0
P_gen_MW | 5 | 17 | 20 | 0
P_gen_MW | 5 | 17 | 21 | 0
P_gen_MW | 5 | 17 | 22 | 0
P_gen_MW | 5 | 17 | 23 | 0
P_gen_MW | 5 | 17 | 24 | 0
P_gen_MW | 5 | 18 | 1 | 0
P_gen_MW | 5 | 18 | 2 | 0
P_gen_MW | 5 | 18 | 3 | 0
P_gen_MW | 5 | 18 | 4 | 0
P_gen_MW | 5 | 18 | 5 | 0
P_gen_MW | 5 | 18 | 6 | 0
P_gen_MW | 5 | 18 | 7 | 0
P_gen_MW | 5 | 18 | 8 | 0
P_gen_MW | 5 | 18 | 9 | 0
P_gen_MW | 5 | 18 | 10 | 0
P_gen_MW | 5 | 18 | 11 | 0
P_gen_MW | 5 | 18 | 12 | 0
P_gen_MW | 5 | 18 | 13 | 0
P_gen_MW | 5 | 18 | 14 | 0
P_gen_MW | 5 | 18 | 15 | 0
P_gen_MW | 5 | 18 | 16 | 0
P_gen_MW | 5 | 18 | 17 | 0
P_gen_MW | 5 | 18 | 18 | 0
P_gen_MW | 5 | 18 | 19 | 0
P_gen_MW | 5 | 18 | 20 | 0
P_gen_MW | 5 | 18 | 21 | 0
P_gen_MW | 5 | 18 | 22 | 0
P_gen_MW | 5 | 18 | 23 | 0
P_gen_MW | 5 | 18 | 24 | 0
P_gen_MW | 5 | 19 | 1 | 0
P_gen_MW | 5 | 19 | 2 | 0
P_gen_MW | 5 | 19 | 3 | 0
P_gen_MW | 5 | 19 | 4 | 0
P_gen_MW | 5 | 19 | 5 | 0
P_gen_MW | 5 | 19 | 6 | 0
P_gen_MW | 5 | 19 | 7 | 0
P_gen_MW | 5 | 19 | 8 | 0
P_gen_MW | 5 | 19 | 9 | 0
P_gen_MW | 5 | 19 | 10 | 0
P_gen_MW | 5 | 19 | 11 | 0
P_gen_MW | 5 | 19 | 12 | 0
P_gen_MW | 5 | 19 | 13 | 0
P_gen_MW | 5 | 19 | 14 | 0
P_gen_MW | 5 | 19 | 15 | 0
P_gen_MW | 5 | 19 | 16 | 0
P_gen_MW | 5 | 19 | 17 | 0
P_gen_MW | 5 | 19 | 18 | 0
P_gen_MW | 5 | 19 | 19 | 0
P_gen_MW | 5 | 19 | 20 | 0
P_gen_MW | 5 | 19 | 21 | 0
P_gen_MW | 5 | 19 | 22 | 0
P_gen_MW | 5 | 19 | 23 | 0
P_gen_MW | 5 | 19 | 24 | 0
P_gen_MW | 5 | 20 | 1 | 0
P_gen_MW | 5 | 20 | 2 | 0
P_gen_MW | 5 | 20 | 3 | 0
P_gen_MW | 5 | 20 | 4 | 0
P_gen_MW | 5 | 20 | 5 | 0
P_gen_MW | 5 | 20 | 6 | 0
P_gen_MW | 5 | 20 | 7 | 0.042158
P_gen_MW | 5 | 20 | 8 | 0.20604
P_gen_MW | 5 | 20 | 9 | 0.40071
P_gen_MW | 5 | 20 | 10 | 0.57207
P_gen_MW | 5 | 20 | 11 | 0.60661
P_gen_MW | 5 | 20 | 12 | 0.65149
P_gen_MW | 5 | 20 | 13 | 0.70148
P_gen_MW | 5 | 20 | 14 | 0.66758
P_gen_MW | 5 | 20 | 15 | 0.743
P_gen_MW | 5 | 20 | 16 | 0.65358
P_gen_MW | 5 | 20 | 17 | 0.52899
P_gen_MW | 5 | 20 | 18 | 0.35873
P_gen_MW | 5 | 20 | 19 | 0.17083
P_gen_MW | 5 | 20 | 20 | 0.094234
P_gen_MW | 5 | 20 | 21 | 0.06979
P_gen_MW | 5 | 20 | 22 | 0.033372
P_gen_MW | 5 | 20 | 23 | 0.015269
P_gen_MW | 5 | 20 | 24 | 0
P_gen_MW | 5 | 21 | 1 | 0
P_gen_MW | 5 | 21 | 2 | 0
P_gen_MW | 5 | 21 | 3 | 0
P_gen_MW | 5 | 21 | 4 | 0
P_gen_MW | 5 | 21 | 5 | 0
P_gen_MW | 5 | 21 | 6 | 0
P_gen_MW | 5 | 21 | 7 | 0
P_gen_MW | 5 | 21 | 8 | 0
P_gen_MW | 5 | 21 | 9 | 0
P_gen_MW | 5 | 21 | 10 | 0
P_gen_MW | 5 | 21 | 11 | 0
P_gen_MW | 5 | 21 | 12 | 0
P_gen_MW | 5 | 21 | 13 | 0
P_gen_MW | 5 | 21 | 14 | 0
P_gen_MW | 5 | 21 | 15 | 0
P_gen_MW | 5 | 21 | 16 | 0
P_gen_MW | 5 | 21 | 17 | 0
P_gen_MW | 5 | 21 | 18 | 0
P_gen_MW | 5 | 21 | 19 | 0
P_gen_MW | 5 | 21 | 20 | 0
P_gen_MW | 5 | 21 | 21 | 0
P_gen_MW | 5 | 21 | 22 | 0
P_gen_MW | 5 | 21 | 23 | 0
P_gen_MW | 5 | 21 | 24 | 0
P_gen_MW | 5 | 22 | 1 | 0
P_gen_MW | 5 | 22 | 2 | 0
P_gen_MW | 5 | 22 | 3 | 0
P_gen_MW | 5 | 22 | 4 | 0
P_gen_MW | 5 | 22 | 5 | 0
P_gen_MW | 5 | 22 | 6 | 0
P_gen_MW | 5 | 22 | 7 | 0
P_gen_MW | 5 | 22 | 8 | 0
P_gen_MW | 5 | 22 | 9 | 0
P_gen_MW | 5 | 22 | 10 | 0
P_gen_MW | 5 | 22 | 11 | 0
P_gen_MW | 5 | 22 | 12 | 0
P_gen_MW | 5 | 22 | 13 | 0
P_gen_MW | 5 | 22 | 14 | 0
P_gen_MW | 5 | 22 | 15 | 0
P_gen_MW | 5 | 22 | 16 | 0
P_gen_MW | 5 | 22 | 17 | 0
P_gen_MW | 5 | 22 | 18 | 0
P_gen_MW | 5 | 22 | 19 | 0
P_gen_MW | 5 | 22 | 20 | 0
P_gen_MW | 5 | 22 | 21 | 0
P_gen_MW | 5 | 22 | 22 | 0
P_gen_MW | 5 | 22 | 23 | 0
P_gen_MW | 5 | 22 | 24 | 0
P_gen_MW | 5 | 23 | 1 | 0
P_gen_MW | 5 | 23 | 2 | 0
P_gen_MW | 5 | 23 | 3 | 0
P_gen_MW | 5 | 23 | 4 | 0
P_gen_MW | 5 | 23 | 5 | 0
P_gen_MW | 5 | 23 | 6 | 0
P_gen_MW | 5 | 23 | 7 | 0
P_gen_MW | 5 | 23 | 8 | 0
P_gen_MW | 5 | 23 | 9 | 0
P_gen_MW | 5 | 23 | 10 | 0
P_gen_MW | 5 | 23 | 11 | 0
P_gen_MW | 5 | 23 | 12 | 0
P_gen_MW | 5 | 23 | 13 | 0
P_gen_MW | 5 | 23 | 14 | 0
P_gen_MW | 5 | 23 | 15 | 0
P_gen_MW | 5 | 23 | 16 | 0
P_gen_MW | 5 | 23 | 17 | 0
P_gen_MW | 5 | 23 | 18 | 0
P_gen_MW | 5 | 23 | 19 | 0
P_gen_MW | 5 | 23 | 20 | 0
P_gen_MW | 5 | 23 | 21 | 0
P_gen_MW | 5 | 23 | 22 | 0
P_gen_MW | 5 | 23 | 23 | 0
P_gen_MW | 5 | 23 | 24 | 0
P_gen_MW | 5 | 24 | 1 | 0
P_gen_MW | 5 | 24 | 2 | 0
P_gen_MW | 5 | 24 | 3 | 0
P_gen_MW | 5 | 24 | 4 | 0
P_gen_MW | 5 | 24 | 5 | 0
P_gen_MW | 5 | 24 | 6 | 0
P_gen_MW | 5 | 24 | 7 | 0
P_gen_MW | 5 | 24 | 8 | 0
P_gen_MW | 5 | 24 | 9 | 0
P_gen_MW | 5 | 24 | 10 | 0
P_gen_MW | 5 | 24 | 11 | 0
P_gen_MW | 5 | 24 | 12 | 0
P_gen_MW | 5 | 24 | 13 | 0
P_gen_MW | 5 | 24 | 14 | 0
P_gen_MW | 5 | 24 | 15 | 0
P_gen_MW | 5 | 24 | 16 | 0
P_gen_MW | 5 | 24 | 17 | 0
P_gen_MW | 5 | 24 | 18 | 0
P_gen_MW | 5 | 24 | 19 | 0
P_gen_MW | 5 | 24 | 20 | 0
P_gen_MW | 5 | 24 | 21 | 0
P_gen_MW | 5 | 24 | 22 | 0
P_gen_MW | 5 | 24 | 23 | 0
P_gen_MW | 5 | 24 | 24 | 0
P_gen_MW | 5 | 25 | 1 | 0
P_gen_MW | 5 | 25 | 2 | 0
P_gen_MW | 5 | 25 | 3 | 0
P_gen_MW | 5 | 25 | 4 | 0
P_gen_MW | 5 | 25 | 5 | 0
P_gen_MW | 5 | 25 | 6 | 0
P_gen_MW | 5 | 25 | 7 | 0
P_gen_MW | 5 | 25 | 8 | 0
P_gen_MW | 5 | 25 | 9 | 0
P_gen_MW | 5 | 25 | 10 | 0
P_gen_MW | 5 | 25 | 11 | 0
P_gen_MW | 5 | 25 | 12 | 0
P_gen_MW | 5 | 25 | 13 | 0
P_gen_MW | 5 | 25 | 14 | 0
P_gen_MW | 5 | 25 | 15 | 0
P_gen_MW | 5 | 25 | 16 | 0
P_gen_MW | 5 | 25 | 17 | 0
P_gen_MW | 5 | 25 | 18 | 0
P_gen_MW | 5 | 25 | 19 | 0
P_gen_MW | 5 | 25 | 20 | 0
P_gen_MW | 5 | 25 | 21 | 0
P_gen_MW | 5 | 25 | 22 | 0
P_gen_MW | 5 | 25 | 23 | 0
P_gen_MW | 5 | 25 | 24 | 0
P_gen_MW | 5 | 26 | 1 | 0
P_gen_MW | 5 | 26 | 2 | 0
P_gen_MW | 5 | 26 | 3 | 0
P_gen_MW | 5 | 26 | 4 | 0
P_gen_MW | 5 | 26 | 5 | 0
P_gen_MW | 5 | 26 | 6 | 0
P_gen_MW | 5 | 26 | 7 | 0
P_gen_MW | 5 | 26 | 8 | 0
P_gen_MW | 5 | 26 | 9 | 0
P_gen_MW | 5 | 26 | 10 | 0
P_gen_MW | 5 | 26 | 11 | 0
P_gen_MW | 5 | 26 | 12 | 0
P_gen_MW | 5 | 26 | 13 | 0
P_gen_MW | 5 | 26 | 14 | 0
P_gen_MW | 5 | 26 | 15 | 0
P_gen_MW | 5 | 26 | 16 | 0
P_gen_MW | 5 | 26 | 17 | 0
P_gen_MW | 5 | 26 | 18 | 0
P_gen_MW | 5 | 26 | 19 | 0
P_gen_MW | 5 | 26 | 20 | 0
P_gen_MW | 5 | 26 | 21 | 0
P_gen_MW | 5 | 26 | 22 | 0
P_gen_MW | 5 | 26 | 23 | 0
P_gen_MW | 5 | 26 | 24 | 0
P_gen_MW | 5 | 27 | 1 | 0
P_gen_MW | 5 | 27 | 2 | 0
P_gen_MW | 5 | 27 | 3 | 0
P_gen_MW | 5 | 27 | 4 | 0
P_gen_MW | 5 | 27 | 5 | 0
P_gen_MW | 5 | 27 | 6 | 0
P_gen_MW | 5 | 27 | 7 | 0
P_gen_MW | 5 | 27 | 8 | 0
P_gen_MW | 5 | 27 | 9 | 0
P_gen_MW | 5 | 27 | 10 | 0
P_gen_MW | 5 | 27 | 11 | 0
P_gen_MW | 5 | 27 | 12 | 0
P_gen_MW | 5 | 27 | 13 | 0
P_gen_MW | 5 | 27 | 14 | 0
P_gen_MW | 5 | 27 | 15 | 0
P_gen_MW | 5 | 27 | 16 | 0
P_gen_MW | 5 | 27 | 17 | 0
P_gen_MW | 5 | 27 | 18 | 0
P_gen_MW | 5 | 27 | 19 | 0
P_gen_MW | 5 | 27 | 20 | 0
P_gen_MW | 5 | 27 | 21 | 0
P_gen_MW | 5 | 27 | 22 | 0
P_gen_MW | 5 | 27 | 23 | 0
P_gen_MW | 5 | 27 | 24 | 0
P_gen_MW | 5 | 28 | 1 | 0
P_gen_MW | 5 | 28 | 2 | 0
P_gen_MW | 5 | 28 | 3 | 0
P_gen_MW | 5 | 28 | 4 | 0
P_gen_MW | 5 | 28 | 5 | 0
P_gen_MW | 5 | 28 | 6 | 0
P_gen_MW | 5 | 28 | 7 | 0
P_gen_MW | 5 | 28 | 8 | 0
P_gen_MW | 5 | 28 | 9 | 0
P_gen_MW | 5 | 28 | 10 | 0
P_gen_MW | 5 | 28 | 11 | 0
P_gen_MW | 5 | 28 | 12 | 0
P_gen_MW | 5 | 28 | 13 | 0
P_gen_MW | 5 | 28 | 14 | 0
P_gen_MW | 5 | 28 | 15 | 0
P_gen_MW | 5 | 28 | 16 | 0
P_gen_MW | 5 | 28 | 17 | 0
P_gen_MW | 5 | 28 | 18 | 0
P_gen_MW | 5 | 28 | 19 | 0
P_gen_MW | 5 | 28 | 20 | 0
P_gen_MW | 5 | 28 | 21 | 0
P_gen_MW | 5 | 28 | 22 | 0
P_gen_MW | 5 | 28 | 23 | 0
P_gen_MW | 5 | 28 | 24 | 0
P_gen_MW | 5 | 29 | 1 | 0
P_gen_MW | 5 | 29 | 2 | 0
P_gen_MW | 5 | 29 | 3 | 0
P_gen_MW | 5 | 29 | 4 | 0
P_gen_MW | 5 | 29 | 5 | 0
P_gen_MW | 5 | 29 | 6 | 0
P_gen_MW | 5 | 29 | 7 | 0
P_gen_MW | 5 | 29 | 8 | 0
P_gen_MW | 5 | 29 | 9 | 0
P_gen_MW | 5 | 29 | 10 | 0
P_gen_MW | 5 | 29 | 11 | 0
P_gen_MW | 5 | 29 | 12 | 0
P_gen_MW | 5 | 29 | 13 | 0
P_gen_MW | 5 | 29 | 14 | 0
P_gen_MW | 5 | 29 | 15 | 0
P_gen_MW | 5 | 29 | 16 | 0
P_gen_MW | 5 | 29 | 17 | 0
P_gen_MW | 5 | 29 | 18 | 0
P_gen_MW | 5 | 29 | 19 | 0
P_gen_MW | 5 | 29 | 20 | 0
P_gen_MW | 5 | 29 | 21 | 0
P_gen_MW | 5 | 29 | 22 | 0
P_gen_MW | 5 | 29 | 23 | 0
P_gen_MW | 5 | 29 | 24 | 0
P_gen_MW | 5 | 30 | 1 | 0
P_gen_MW | 5 | 30 | 2 | 0
P_gen_MW | 5 | 30 | 3 | 0
P_gen_MW | 5 | 30 | 4 | 0
P_gen_MW | 5 | 30 | 5 | 0
P_gen_MW | 5 | 30 | 6 | 0
P_gen_MW | 5 | 30 | 7 | 0
P_gen_MW | 5 | 30 | 8 | 0
P_gen_MW | 5 | 30 | 9 | 0
P_gen_MW | 5 | 30 | 10 | 0
P_gen_MW | 5 | 30 | 11 | 0
P_gen_MW | 5 | 30 | 12 | 0
P_gen_MW | 5 | 30 | 13 | 0
P_gen_MW | 5 | 30 | 14 | 0
P_gen_MW | 5 | 30 | 15 | 0
P_gen_MW | 5 | 30 | 16 | 0
P_gen_MW | 5 | 30 | 17 | 0
P_gen_MW | 5 | 30 | 18 | 0
P_gen_MW | 5 | 30 | 19 | 0
P_gen_MW | 5 | 30 | 20 | 0
P_gen_MW | 5 | 30 | 21 | 0
P_gen_MW | 5 | 30 | 22 | 0
P_gen_MW | 5 | 30 | 23 | 0
P_gen_MW | 5 | 30 | 24 | 0
P_gen_MW | 5 | 31 | 1 | 0
P_gen_MW | 5 | 31 | 2 | 0
P_gen_MW | 5 | 31 | 3 | 0
P_gen_MW | 5 | 31 | 4 | 0
P_gen_MW | 5 | 31 | 5 | 0
P_gen_MW | 5 | 31 | 6 | 0
P_gen_MW | 5 | 31 | 7 | 0
P_gen_MW | 5 | 31 | 8 | 0
P_gen_MW | 5 | 31 | 9 | 0
P_gen_MW | 5 | 31 | 10 | 0
P_gen_MW | 5 | 31 | 11 | 0
P_gen_MW | 5 | 31 | 12 | 0
P_gen_MW | 5 | 31 | 13 | 0
P_gen_MW | 5 | 31 | 14 | 0
P_gen_MW | 5 | 31 | 15 | 0
P_gen_MW | 5 | 31 | 16 | 0
P_gen_MW | 5 | 31 | 17 | 0
P_gen_MW | 5 | 31 | 18 | 0
P_gen_MW | 5 | 31 | 19 | 0
P_gen_MW | 5 | 31 | 20 | 0
P_gen_MW | 5 | 31 | 21 | 0
P_gen_MW | 5 | 31 | 22 | 0
P_gen_MW | 5 | 31 | 23 | 0
P_gen_MW | 5 | 31 | 24 | 0
P_gen_MW | 5 | 32 | 1 | 0
P_gen_MW | 5 | 32 | 2 | 0
P_gen_MW | 5 | 32 | 3 | 0
P_gen_MW | 5 | 32 | 4 | 0
P_gen_MW | 5 | 32 | 5 | 0
P_gen_MW | 5 | 32 | 6 | 0
P_gen_MW | 5 | 32 | 7 | 0
P_gen_MW | 5 | 32 | 8 | 0
P_gen_MW | 5 | 32 | 9 | 0
P_gen_MW | 5 | 32 | 10 | 0
P_gen_MW | 5 | 32 | 11 | 0
P_gen_MW | 5 | 32 | 12 | 0
P_gen_MW | 5 | 32 | 13 | 0
P_gen_MW | 5 | 32 | 14 | 0
P_gen_MW | 5 | 32 | 15 | 0
P_gen_MW | 5 | 32 | 16 | 0
P_gen_MW | 5 | 32 | 17 | 0
P_gen_MW | 5 | 32 | 18 | 0
P_gen_MW | 5 | 32 | 19 | 0
P_gen_MW | 5 | 32 | 20 | 0
P_gen_MW | 5 | 32 | 21 | 0
P_gen_MW | 5 | 32 | 22 | 0
P_gen_MW | 5 | 32 | 23 | 0
P_gen_MW | 5 | 32 | 24 | 0
P_gen_MW | 5 | 33 | 1 | 0
P_gen_MW | 5 | 33 | 2 | 0
P_gen_MW | 5 | 33 | 3 | 0
P_gen_MW | 5 | 33 | 4 | 0
P_gen_MW | 5 | 33 | 5 | 0
P_gen_MW | 5 | 33 | 6 | 0
P_gen_MW | 5 | 33 | 7 | 0
P_gen_MW | 5 | 33 | 8 | 0
P_gen_MW | 5 | 33 | 9 | 0
P_gen_MW | 5 | 33 | 10 | 0
P_gen_MW | 5 | 33 | 11 | 0
P_gen_MW | 5 | 33 | 12 | 0
P_gen_MW | 5 | 33 | 13 | 0
P_gen_MW | 5 | 33 | 14 | 0
P_gen_MW | 5 | 33 | 15 | 0
P_gen_MW | 5 | 33 | 16 | 0
P_gen_MW | 5 | 33 | 17 | 0
P_gen_MW | 5 | 33 | 18 | 0
P_gen_MW | 5 | 33 | 19 | 0
P_gen_MW | 5 | 33 | 20 | 0
P_gen_MW | 5 | 33 | 21 | 0
P_gen_MW | 5 | 33 | 22 | 0
P_gen_MW | 5 | 33 | 23 | 0
P_gen_MW | 5 | 33 | 24 | 0

## Q_gen_MVar
Variable_name | Index: Gens | Index: Buses | Index: Times | Value
Q_gen_MVar | 1 | 1 | 1 | 1.0828
Q_gen_MVar | 1 | 1 | 2 | 1.0443
Q_gen_MVar | 1 | 1 | 3 | 1.0199
Q_gen_MVar | 1 | 1 | 4 | 1.0058
Q_gen_MVar | 1 | 1 | 5 | 1.009
Q_gen_MVar | 1 | 1 | 6 | 1.0501
Q_gen_MVar | 1 | 1 | 7 | 1.1409
Q_gen_MVar | 1 | 1 | 8 | 1.3049
Q_gen_MVar | 1 | 1 | 9 | 1.6978
Q_gen_MVar | 1 | 1 | 10 | 1.9647
Q_gen_MVar | 1 | 1 | 11 | 2.062
Q_gen_MVar | 1 | 1 | 12 | 2.0515
Q_gen_MVar | 1 | 1 | 13 | 1.9558
Q_gen_MVar | 1 | 1 | 14 | 2.0583
Q_gen_MVar | 1 | 1 | 15 | 2.0069
Q_gen_MVar | 1 | 1 | 16 | 1.9395
Q_gen_MVar | 1 | 1 | 17 | 1.836
Q_gen_MVar | 1 | 1 | 18 | 1.6941
Q_gen_MVar | 1 | 1 | 19 | 1.5911
Q_gen_MVar | 1 | 1 | 20 | 1.532
Q_gen_MVar | 1 | 1 | 21 | 1.4324
Q_gen_MVar | 1 | 1 | 22 | 1.3214
Q_gen_MVar | 1 | 1 | 23 | 1.205
Q_gen_MVar | 1 | 1 | 24 | 1.1591
Q_gen_MVar | 1 | 2 | 1 | 0
Q_gen_MVar | 1 | 2 | 2 | 0
Q_gen_MVar | 1 | 2 | 3 | 0
Q_gen_MVar | 1 | 2 | 4 | 0
Q_gen_MVar | 1 | 2 | 5 | 0
Q_gen_MVar | 1 | 2 | 6 | 0
Q_gen_MVar | 1 | 2 | 7 | 0
Q_gen_MVar | 1 | 2 | 8 | 0
Q_gen_MVar | 1 | 2 | 9 | 0
Q_gen_MVar | 1 | 2 | 10 | 0
Q_gen_MVar | 1 | 2 | 11 | 0
Q_gen_MVar | 1 | 2 | 12 | 0
Q_gen_MVar | 1 | 2 | 13 | 0
Q_gen_MVar | 1 | 2 | 14 | 0
Q_gen_MVar | 1 | 2 | 15 | 0
Q_gen_MVar | 1 | 2 | 16 | 0
Q_gen_MVar | 1 | 2 | 17 | 0
Q_gen_MVar | 1 | 2 | 18 | 0
Q_gen_MVar | 1 | 2 | 19 | 0
Q_gen_MVar | 1 | 2 | 20 | 0
Q_gen_MVar | 1 | 2 | 21 | 0
Q_gen_MVar | 1 | 2 | 22 | 0
Q_gen_MVar | 1 | 2 | 23 | 0
Q_gen_MVar | 1 | 2 | 24 | 0
Q_gen_MVar | 1 | 3 | 1 | 0
Q_gen_MVar | 1 | 3 | 2 | 0
Q_gen_MVar | 1 | 3 | 3 | 0
Q_gen_MVar | 1 | 3 | 4 | 0
Q_gen_MVar | 1 | 3 | 5 | 0
Q_gen_MVar | 1 | 3 | 6 | 0
Q_gen_MVar | 1 | 3 | 7 | 0
Q_gen_MVar | 1 | 3 | 8 | 0
Q_gen_MVar | 1 | 3 | 9 | 0
Q_gen_MVar | 1 | 3 | 10 | 0
Q_gen_MVar | 1 | 3 | 11 | 0
Q_gen_MVar | 1 | 3 | 12 | 0
Q_gen_MVar | 1 | 3 | 13 | 0
Q_gen_MVar | 1 | 3 | 14 | 0
Q_gen_MVar | 1 | 3 | 15 | 0
Q_gen_MVar | 1 | 3 | 16 | 0
Q_gen_MVar | 1 | 3 | 17 | 0
Q_gen_MVar | 1 | 3 | 18 | 0
Q_gen_MVar | 1 | 3 | 19 | 0
Q_gen_MVar | 1 | 3 | 20 | 0
Q_gen_MVar | 1 | 3 | 21 | 0
Q_gen_MVar | 1 | 3 | 22 | 0
Q_gen_MVar | 1 | 3 | 23 | 0
Q_gen_MVar | 1 | 3 | 24 | 0
Q_gen_MVar | 1 | 4 | 1 | 0
Q_gen_MVar | 1 | 4 | 2 | 0
Q_gen_MVar | 1 | 4 | 3 | 0
Q_gen_MVar | 1 | 4 | 4 | 0
Q_gen_MVar | 1 | 4 | 5 | 0
Q_gen_MVar | 1 | 4 | 6 | 0
Q_gen_MVar | 1 | 4 | 7 | 0
Q_gen_MVar | 1 | 4 | 8 | 0
Q_gen_MVar | 1 | 4 | 9 | 0
Q_gen_MVar | 1 | 4 | 10 | 0
Q_gen_MVar | 1 | 4 | 11 | 0
Q_gen_MVar | 1 | 4 | 12 | 0
Q_gen_MVar | 1 | 4 | 13 | 0
Q_gen_MVar | 1 | 4 | 14 | 0
Q_gen_MVar | 1 | 4 | 15 | 0
Q_gen_MVar | 1 | 4 | 16 | 0
Q_gen_MVar | 1 | 4 | 17 | 0
Q_gen_MVar | 1 | 4 | 18 | 0
Q_gen_MVar | 1 | 4 | 19 | 0
Q_gen_MVar | 1 | 4 | 20 | 0
Q_gen_MVar | 1 | 4 | 21 | 0
Q_gen_MVar | 1 | 4 | 22 | 0
Q_gen_MVar | 1 | 4 | 23 | 0
Q_gen_MVar | 1 | 4 | 24 | 0
Q_gen_MVar | 1 | 5 | 1 | 0
Q_gen_MVar | 1 | 5 | 2 | 0
Q_gen_MVar | 1 | 5 | 3 | 0
Q_gen_MVar | 1 | 5 | 4 | 0
Q_gen_MVar | 1 | 5 | 5 | 0
Q_gen_MVar | 1 | 5 | 6 | 0
Q_gen_MVar | 1 | 5 | 7 | 0
Q_gen_MVar | 1 | 5 | 8 | 0
Q_gen_MVar | 1 | 5 | 9 | 0
Q_gen_MVar | 1 | 5 | 10 | 0
Q_gen_MVar | 1 | 5 | 11 | 0
Q_gen_MVar | 1 | 5 | 12 | 0
Q_gen_MVar | 1 | 5 | 13 | 0
Q_gen_MVar | 1 | 5 | 14 | 0
Q_gen_MVar | 1 | 5 | 15 | 0
Q_gen_MVar | 1 | 5 | 16 | 0
Q_gen_MVar | 1 | 5 | 17 | 0
Q_gen_MVar | 1 | 5 | 18 | 0
Q_gen_MVar | 1 | 5 | 19 | 0
Q_gen_MVar | 1 | 5 | 20 | 0
Q_gen_MVar | 1 | 5 | 21 | 0
Q_gen_MVar | 1 | 5 | 22 | 0
Q_gen_MVar | 1 | 5 | 23 | 0
Q_gen_MVar | 1 | 5 | 24 | 0
Q_gen_MVar | 1 | 6 | 1 | 0
Q_gen_MVar | 1 | 6 | 2 | 0
Q_gen_MVar | 1 | 6 | 3 | 0
Q_gen_MVar | 1 | 6 | 4 | 0
Q_gen_MVar | 1 | 6 | 5 | 0
Q_gen_MVar | 1 | 6 | 6 | 0
Q_gen_MVar | 1 | 6 | 7 | 0
Q_gen_MVar | 1 | 6 | 8 | 0
Q_gen_MVar | 1 | 6 | 9 | 0
Q_gen_MVar | 1 | 6 | 10 | 0
Q_gen_MVar | 1 | 6 | 11 | 0
Q_gen_MVar | 1 | 6 | 12 | 0
Q_gen_MVar | 1 | 6 | 13 | 0
Q_gen_MVar | 1 | 6 | 14 | 0
Q_gen_MVar | 1 | 6 | 15 | 0
Q_gen_MVar | 1 | 6 | 16 | 0
Q_gen_MVar | 1 | 6 | 17 | 0
Q_gen_MVar | 1 | 6 | 18 | 0
Q_gen_MVar | 1 | 6 | 19 | 0
Q_gen_MVar | 1 | 6 | 20 | 0
Q_gen_MVar | 1 | 6 | 21 | 0
Q_gen_MVar | 1 | 6 | 22 | 0
Q_gen_MVar | 1 | 6 | 23 | 0
Q_gen_MVar | 1 | 6 | 24 | 0
Q_gen_MVar | 1 | 7 | 1 | 0
Q_gen_MVar | 1 | 7 | 2 | 0
Q_gen_MVar | 1 | 7 | 3 | 0
Q_gen_MVar | 1 | 7 | 4 | 0
Q_gen_MVar | 1 | 7 | 5 | 0
Q_gen_MVar | 1 | 7 | 6 | 0
Q_gen_MVar | 1 | 7 | 7 | 0
Q_gen_MVar | 1 | 7 | 8 | 0
Q_gen_MVar | 1 | 7 | 9 | 0
Q_gen_MVar | 1 | 7 | 10 | 0
Q_gen_MVar | 1 | 7 | 11 | 0
Q_gen_MVar | 1 | 7 | 12 | 0
Q_gen_MVar | 1 | 7 | 13 | 0
Q_gen_MVar | 1 | 7 | 14 | 0
Q_gen_MVar | 1 | 7 | 15 | 0
Q_gen_MVar | 1 | 7 | 16 | 0
Q_gen_MVar | 1 | 7 | 17 | 0
Q_gen_MVar | 1 | 7 | 18 | 0
Q_gen_MVar | 1 | 7 | 19 | 0
Q_gen_MVar | 1 | 7 | 20 | 0
Q_gen_MVar | 1 | 7 | 21 | 0
Q_gen_MVar | 1 | 7 | 22 | 0
Q_gen_MVar | 1 | 7 | 23 | 0
Q_gen_MVar | 1 | 7 | 24 | 0
Q_gen_MVar | 1 | 8 | 1 | 0
Q_gen_MVar | 1 | 8 | 2 | 0
Q_gen_MVar | 1 | 8 | 3 | 0
Q_gen_MVar | 1 | 8 | 4 | 0
Q_gen_MVar | 1 | 8 | 5 | 0
Q_gen_MVar | 1 | 8 | 6 | 0
Q_gen_MVar | 1 | 8 | 7 | 0
Q_gen_MVar | 1 | 8 | 8 | 0
Q_gen_MVar | 1 | 8 | 9 | 0
Q_gen_MVar | 1 | 8 | 10 | 0
Q_gen_MVar | 1 | 8 | 11 | 0
Q_gen_MVar | 1 | 8 | 12 | 0
Q_gen_MVar | 1 | 8 | 13 | 0
Q_gen_MVar | 1 | 8 | 14 | 0
Q_gen_MVar | 1 | 8 | 15 | 0
Q_gen_MVar | 1 | 8 | 16 | 0
Q_gen_MVar | 1 | 8 | 17 | 0
Q_gen_MVar | 1 | 8 | 18 | 0
Q_gen_MVar | 1 | 8 | 19 | 0
Q_gen_MVar | 1 | 8 | 20 | 0
Q_gen_MVar | 1 | 8 | 21 | 0
Q_gen_MVar | 1 | 8 | 22 | 0
Q_gen_MVar | 1 | 8 | 23 | 0
Q_gen_MVar | 1 | 8 | 24 | 0
Q_gen_MVar | 1 | 9 | 1 | 0
Q_gen_MVar | 1 | 9 | 2 | 0
Q_gen_MVar | 1 | 9 | 3 | 0
Q_gen_MVar | 1 | 9 | 4 | 0
Q_gen_MVar | 1 | 9 | 5 | 0
Q_gen_MVar | 1 | 9 | 6 | 0
Q_gen_MVar | 1 | 9 | 7 | 0
Q_gen_MVar | 1 | 9 | 8 | 0
Q_gen_MVar | 1 | 9 | 9 | 0
Q_gen_MVar | 1 | 9 | 10 | 0
Q_gen_MVar | 1 | 9 | 11 | 0
Q_gen_MVar | 1 | 9 | 12 | 0
Q_gen_MVar | 1 | 9 | 13 | 0
Q_gen_MVar | 1 | 9 | 14 | 0
Q_gen_MVar | 1 | 9 | 15 | 0
Q_gen_MVar | 1 | 9 | 16 | 0
Q_gen_MVar | 1 | 9 | 17 | 0
Q_gen_MVar | 1 | 9 | 18 | 0
Q_gen_MVar | 1 | 9 | 19 | 0
Q_gen_MVar | 1 | 9 | 20 | 0
Q_gen_MVar | 1 | 9 | 21 | 0
Q_gen_MVar | 1 | 9 | 22 | 0
Q_gen_MVar | 1 | 9 | 23 | 0
Q_gen_MVar | 1 | 9 | 24 | 0
Q_gen_MVar | 1 | 10 | 1 | 0
Q_gen_MVar | 1 | 10 | 2 | 0
Q_gen_MVar | 1 | 10 | 3 | 0
Q_gen_MVar | 1 | 10 | 4 | 0
Q_gen_MVar | 1 | 10 | 5 | 0
Q_gen_MVar | 1 | 10 | 6 | 0
Q_gen_MVar | 1 | 10 | 7 | 0
Q_gen_MVar | 1 | 10 | 8 | 0
Q_gen_MVar | 1 | 10 | 9 | 0
Q_gen_MVar | 1 | 10 | 10 | 0
Q_gen_MVar | 1 | 10 | 11 | 0
Q_gen_MVar | 1 | 10 | 12 | 0
Q_gen_MVar | 1 | 10 | 13 | 0
Q_gen_MVar | 1 | 10 | 14 | 0
Q_gen_MVar | 1 | 10 | 15 | 0
Q_gen_MVar | 1 | 10 | 16 | 0
Q_gen_MVar | 1 | 10 | 17 | 0
Q_gen_MVar | 1 | 10 | 18 | 0
Q_gen_MVar | 1 | 10 | 19 | 0
Q_gen_MVar | 1 | 10 | 20 | 0
Q_gen_MVar | 1 | 10 | 21 | 0
Q_gen_MVar | 1 | 10 | 22 | 0
Q_gen_MVar | 1 | 10 | 23 | 0
Q_gen_MVar | 1 | 10 | 24 | 0
Q_gen_MVar | 1 | 11 | 1 | 0
Q_gen_MVar | 1 | 11 | 2 | 0
Q_gen_MVar | 1 | 11 | 3 | 0
Q_gen_MVar | 1 | 11 | 4 | 0
Q_gen_MVar | 1 | 11 | 5 | 0
Q_gen_MVar | 1 | 11 | 6 | 0
Q_gen_MVar | 1 | 11 | 7 | 0
Q_gen_MVar | 1 | 11 | 8 | 0
Q_gen_MVar | 1 | 11 | 9 | 0
Q_gen_MVar | 1 | 11 | 10 | 0
Q_gen_MVar | 1 | 11 | 11 | 0
Q_gen_MVar | 1 | 11 | 12 | 0
Q_gen_MVar | 1 | 11 | 13 | 0
Q_gen_MVar | 1 | 11 | 14 | 0
Q_gen_MVar | 1 | 11 | 15 | 0
Q_gen_MVar | 1 | 11 | 16 | 0
Q_gen_MVar | 1 | 11 | 17 | 0
Q_gen_MVar | 1 | 11 | 18 | 0
Q_gen_MVar | 1 | 11 | 19 | 0
Q_gen_MVar | 1 | 11 | 20 | 0
Q_gen_MVar | 1 | 11 | 21 | 0
Q_gen_MVar | 1 | 11 | 22 | 0
Q_gen_MVar | 1 | 11 | 23 | 0
Q_gen_MVar | 1 | 11 | 24 | 0
Q_gen_MVar | 1 | 12 | 1 | 0
Q_gen_MVar | 1 | 12 | 2 | 0
Q_gen_MVar | 1 | 12 | 3 | 0
Q_gen_MVar | 1 | 12 | 4 | 0
Q_gen_MVar | 1 | 12 | 5 | 0
Q_gen_MVar | 1 | 12 | 6 | 0
Q_gen_MVar | 1 | 12 | 7 | 0
Q_gen_MVar | 1 | 12 | 8 | 0
Q_gen_MVar | 1 | 12 | 9 | 0
Q_gen_MVar | 1 | 12 | 10 | 0
Q_gen_MVar | 1 | 12 | 11 | 0
Q_gen_MVar | 1 | 12 | 12 | 0
Q_gen_MVar | 1 | 12 | 13 | 0
Q_gen_MVar | 1 | 12 | 14 | 0
Q_gen_MVar | 1 | 12 | 15 | 0
Q_gen_MVar | 1 | 12 | 16 | 0
Q_gen_MVar | 1 | 12 | 17 | 0
Q_gen_MVar | 1 | 12 | 18 | 0
Q_gen_MVar | 1 | 12 | 19 | 0
Q_gen_MVar | 1 | 12 | 20 | 0
Q_gen_MVar | 1 | 12 | 21 | 0
Q_gen_MVar | 1 | 12 | 22 | 0
Q_gen_MVar | 1 | 12 | 23 | 0
Q_gen_MVar | 1 | 12 | 24 | 0
Q_gen_MVar | 1 | 13 | 1 | 0
Q_gen_MVar | 1 | 13 | 2 | 0
Q_gen_MVar | 1 | 13 | 3 | 0
Q_gen_MVar | 1 | 13 | 4 | 0
Q_gen_MVar | 1 | 13 | 5 | 0
Q_gen_MVar | 1 | 13 | 6 | 0
Q_gen_MVar | 1 | 13 | 7 | 0
Q_gen_MVar | 1 | 13 | 8 | 0
Q_gen_MVar | 1 | 13 | 9 | 0
Q_gen_MVar | 1 | 13 | 10 | 0
Q_gen_MVar | 1 | 13 | 11 | 0
Q_gen_MVar | 1 | 13 | 12 | 0
Q_gen_MVar | 1 | 13 | 13 | 0
Q_gen_MVar | 1 | 13 | 14 | 0
Q_gen_MVar | 1 | 13 | 15 | 0
Q_gen_MVar | 1 | 13 | 16 | 0
Q_gen_MVar | 1 | 13 | 17 | 0
Q_gen_MVar | 1 | 13 | 18 | 0
Q_gen_MVar | 1 | 13 | 19 | 0
Q_gen_MVar | 1 | 13 | 20 | 0
Q_gen_MVar | 1 | 13 | 21 | 0
Q_gen_MVar | 1 | 13 | 22 | 0
Q_gen_MVar | 1 | 13 | 23 | 0
Q_gen_MVar | 1 | 13 | 24 | 0
Q_gen_MVar | 1 | 14 | 1 | 0
Q_gen_MVar | 1 | 14 | 2 | 0
Q_gen_MVar | 1 | 14 | 3 | 0
Q_gen_MVar | 1 | 14 | 4 | 0
Q_gen_MVar | 1 | 14 | 5 | 0
Q_gen_MVar | 1 | 14 | 6 | 0
Q_gen_MVar | 1 | 14 | 7 | 0
Q_gen_MVar | 1 | 14 | 8 | 0
Q_gen_MVar | 1 | 14 | 9 | 0
Q_gen_MVar | 1 | 14 | 10 | 0
Q_gen_MVar | 1 | 14 | 11 | 0
Q_gen_MVar | 1 | 14 | 12 | 0
Q_gen_MVar | 1 | 14 | 13 | 0
Q_gen_MVar | 1 | 14 | 14 | 0
Q_gen_MVar | 1 | 14 | 15 | 0
Q_gen_MVar | 1 | 14 | 16 | 0
Q_gen_MVar | 1 | 14 | 17 | 0
Q_gen_MVar | 1 | 14 | 18 | 0
Q_gen_MVar | 1 | 14 | 19 | 0
Q_gen_MVar | 1 | 14 | 20 | 0
Q_gen_MVar | 1 | 14 | 21 | 0
Q_gen_MVar | 1 | 14 | 22 | 0
Q_gen_MVar | 1 | 14 | 23 | 0
Q_gen_MVar | 1 | 14 | 24 | 0
Q_gen_MVar | 1 | 15 | 1 | 0
Q_gen_MVar | 1 | 15 | 2 | 0
Q_gen_MVar | 1 | 15 | 3 | 0
Q_gen_MVar | 1 | 15 | 4 | 0
Q_gen_MVar | 1 | 15 | 5 | 0
Q_gen_MVar | 1 | 15 | 6 | 0
Q_gen_MVar | 1 | 15 | 7 | 0
Q_gen_MVar | 1 | 15 | 8 | 0
Q_gen_MVar | 1 | 15 | 9 | 0
Q_gen_MVar | 1 | 15 | 10 | 0
Q_gen_MVar | 1 | 15 | 11 | 0
Q_gen_MVar | 1 | 15 | 12 | 0
Q_gen_MVar | 1 | 15 | 13 | 0
Q_gen_MVar | 1 | 15 | 14 | 0
Q_gen_MVar | 1 | 15 | 15 | 0
Q_gen_MVar | 1 | 15 | 16 | 0
Q_gen_MVar | 1 | 15 | 17 | 0
Q_gen_MVar | 1 | 15 | 18 | 0
Q_gen_MVar | 1 | 15 | 19 | 0
Q_gen_MVar | 1 | 15 | 20 | 0
Q_gen_MVar | 1 | 15 | 21 | 0
Q_gen_MVar | 1 | 15 | 22 | 0
Q_gen_MVar | 1 | 15 | 23 | 0
Q_gen_MVar | 1 | 15 | 24 | 0
Q_gen_MVar | 1 | 16 | 1 | 0
Q_gen_MVar | 1 | 16 | 2 | 0
Q_gen_MVar | 1 | 16 | 3 | 0
Q_gen_MVar | 1 | 16 | 4 | 0
Q_gen_MVar | 1 | 16 | 5 | 0
Q_gen_MVar | 1 | 16 | 6 | 0
Q_gen_MVar | 1 | 16 | 7 | 0
Q_gen_MVar | 1 | 16 | 8 | 0
Q_gen_MVar | 1 | 16 | 9 | 0
Q_gen_MVar | 1 | 16 | 10 | 0
Q_gen_MVar | 1 | 16 | 11 | 0
Q_gen_MVar | 1 | 16 | 12 | 0
Q_gen_MVar | 1 | 16 | 13 | 0
Q_gen_MVar | 1 | 16 | 14 | 0
Q_gen_MVar | 1 | 16 | 15 | 0
Q_gen_MVar | 1 | 16 | 16 | 0
Q_gen_MVar | 1 | 16 | 17 | 0
Q_gen_MVar | 1 | 16 | 18 | 0
Q_gen_MVar | 1 | 16 | 19 | 0
Q_gen_MVar | 1 | 16 | 20 | 0
Q_gen_MVar | 1 | 16 | 21 | 0
Q_gen_MVar | 1 | 16 | 22 | 0
Q_gen_MVar | 1 | 16 | 23 | 0
Q_gen_MVar | 1 | 16 | 24 | 0
Q_gen_MVar | 1 | 17 | 1 | 0
Q_gen_MVar | 1 | 17 | 2 | 0
Q_gen_MVar | 1 | 17 | 3 | 0
Q_gen_MVar | 1 | 17 | 4 | 0
Q_gen_MVar | 1 | 17 | 5 | 0
Q_gen_MVar | 1 | 17 | 6 | 0
Q_gen_MVar | 1 | 17 | 7 | 0
Q_gen_MVar | 1 | 17 | 8 | 0
Q_gen_MVar | 1 | 17 | 9 | 0
Q_gen_MVar | 1 | 17 | 10 | 0
Q_gen_MVar | 1 | 17 | 11 | 0
Q_gen_MVar | 1 | 17 | 12 | 0
Q_gen_MVar | 1 | 17 | 13 | 0
Q_gen_MVar | 1 | 17 | 14 | 0
Q_gen_MVar | 1 | 17 | 15 | 0
Q_gen_MVar | 1 | 17 | 16 | 0
Q_gen_MVar | 1 | 17 | 17 | 0
Q_gen_MVar | 1 | 17 | 18 | 0
Q_gen_MVar | 1 | 17 | 19 | 0
Q_gen_MVar | 1 | 17 | 20 | 0
Q_gen_MVar | 1 | 17 | 21 | 0
Q_gen_MVar | 1 | 17 | 22 | 0
Q_gen_MVar | 1 | 17 | 23 | 0
Q_gen_MVar | 1 | 17 | 24 | 0
Q_gen_MVar | 1 | 18 | 1 | 0
Q_gen_MVar | 1 | 18 | 2 | 0
Q_gen_MVar | 1 | 18 | 3 | 0
Q_gen_MVar | 1 | 18 | 4 | 0
Q_gen_MVar | 1 | 18 | 5 | 0
Q_gen_MVar | 1 | 18 | 6 | 0
Q_gen_MVar | 1 | 18 | 7 | 0
Q_gen_MVar | 1 | 18 | 8 | 0
Q_gen_MVar | 1 | 18 | 9 | 0
Q_gen_MVar | 1 | 18 | 10 | 0
Q_gen_MVar | 1 | 18 | 11 | 0
Q_gen_MVar | 1 | 18 | 12 | 0
Q_gen_MVar | 1 | 18 | 13 | 0
Q_gen_MVar | 1 | 18 | 14 | 0
Q_gen_MVar | 1 | 18 | 15 | 0
Q_gen_MVar | 1 | 18 | 16 | 0
Q_gen_MVar | 1 | 18 | 17 | 0
Q_gen_MVar | 1 | 18 | 18 | 0
Q_gen_MVar | 1 | 18 | 19 | 0
Q_gen_MVar | 1 | 18 | 20 | 0
Q_gen_MVar | 1 | 18 | 21 | 0
Q_gen_MVar | 1 | 18 | 22 | 0
Q_gen_MVar | 1 | 18 | 23 | 0
Q_gen_MVar | 1 | 18 | 24 | 0
Q_gen_MVar | 1 | 19 | 1 | 0
Q_gen_MVar | 1 | 19 | 2 | 0
Q_gen_MVar | 1 | 19 | 3 | 0
Q_gen_MVar | 1 | 19 | 4 | 0
Q_gen_MVar | 1 | 19 | 5 | 0
Q_gen_MVar | 1 | 19 | 6 | 0
Q_gen_MVar | 1 | 19 | 7 | 0
Q_gen_MVar | 1 | 19 | 8 | 0
Q_gen_MVar | 1 | 19 | 9 | 0
Q_gen_MVar | 1 | 19 | 10 | 0
Q_gen_MVar | 1 | 19 | 11 | 0
Q_gen_MVar | 1 | 19 | 12 | 0
Q_gen_MVar | 1 | 19 | 13 | 0
Q_gen_MVar | 1 | 19 | 14 | 0
Q_gen_MVar | 1 | 19 | 15 | 0
Q_gen_MVar | 1 | 19 | 16 | 0
Q_gen_MVar | 1 | 19 | 17 | 0
Q_gen_MVar | 1 | 19 | 18 | 0
Q_gen_MVar | 1 | 19 | 19 | 0
Q_gen_MVar | 1 | 19 | 20 | 0
Q_gen_MVar | 1 | 19 | 21 | 0
Q_gen_MVar | 1 | 19 | 22 | 0
Q_gen_MVar | 1 | 19 | 23 | 0
Q_gen_MVar | 1 | 19 | 24 | 0
Q_gen_MVar | 1 | 20 | 1 | 0
Q_gen_MVar | 1 | 20 | 2 | 0
Q_gen_MVar | 1 | 20 | 3 | 0
Q_gen_MVar | 1 | 20 | 4 | 0
Q_gen_MVar | 1 | 20 | 5 | 0
Q_gen_MVar | 1 | 20 | 6 | 0
Q_gen_MVar | 1 | 20 | 7 | 0
Q_gen_MVar | 1 | 20 | 8 | 0
Q_gen_MVar | 1 | 20 | 9 | 0
Q_gen_MVar | 1 | 20 | 10 | 0
Q_gen_MVar | 1 | 20 | 11 | 0
Q_gen_MVar | 1 | 20 | 12 | 0
Q_gen_MVar | 1 | 20 | 13 | 0
Q_gen_MVar | 1 | 20 | 14 | 0
Q_gen_MVar | 1 | 20 | 15 | 0
Q_gen_MVar | 1 | 20 | 16 | 0
Q_gen_MVar | 1 | 20 | 17 | 0
Q_gen_MVar | 1 | 20 | 18 | 0
Q_gen_MVar | 1 | 20 | 19 | 0
Q_gen_MVar | 1 | 20 | 20 | 0
Q_gen_MVar | 1 | 20 | 21 | 0
Q_gen_MVar | 1 | 20 | 22 | 0
Q_gen_MVar | 1 | 20 | 23 | 0
Q_gen_MVar | 1 | 20 | 24 | 0
Q_gen_MVar | 1 | 21 | 1 | 0
Q_gen_MVar | 1 | 21 | 2 | 0
Q_gen_MVar | 1 | 21 | 3 | 0
Q_gen_MVar | 1 | 21 | 4 | 0
Q_gen_MVar | 1 | 21 | 5 | 0
Q_gen_MVar | 1 | 21 | 6 | 0
Q_gen_MVar | 1 | 21 | 7 | 0
Q_gen_MVar | 1 | 21 | 8 | 0
Q_gen_MVar | 1 | 21 | 9 | 0
Q_gen_MVar | 1 | 21 | 10 | 0
Q_gen_MVar | 1 | 21 | 11 | 0
Q_gen_MVar | 1 | 21 | 12 | 0
Q_gen_MVar | 1 | 21 | 13 | 0
Q_gen_MVar | 1 | 21 | 14 | 0
Q_gen_MVar | 1 | 21 | 15 | 0
Q_gen_MVar | 1 | 21 | 16 | 0
Q_gen_MVar | 1 | 21 | 17 | 0
Q_gen_MVar | 1 | 21 | 18 | 0
Q_gen_MVar | 1 | 21 | 19 | 0
Q_gen_MVar | 1 | 21 | 20 | 0
Q_gen_MVar | 1 | 21 | 21 | 0
Q_gen_MVar | 1 | 21 | 22 | 0
Q_gen_MVar | 1 | 21 | 23 | 0
Q_gen_MVar | 1 | 21 | 24 | 0
Q_gen_MVar | 1 | 22 | 1 | 0
Q_gen_MVar | 1 | 22 | 2 | 0
Q_gen_MVar | 1 | 22 | 3 | 0
Q_gen_MVar | 1 | 22 | 4 | 0
Q_gen_MVar | 1 | 22 | 5 | 0
Q_gen_MVar | 1 | 22 | 6 | 0
Q_gen_MVar | 1 | 22 | 7 | 0
Q_gen_MVar | 1 | 22 | 8 | 0
Q_gen_MVar | 1 | 22 | 9 | 0
Q_gen_MVar | 1 | 22 | 10 | 0
Q_gen_MVar | 1 | 22 | 11 | 0
Q_gen_MVar | 1 | 22 | 12 | 0
Q_gen_MVar | 1 | 22 | 13 | 0
Q_gen_MVar | 1 | 22 | 14 | 0
Q_gen_MVar | 1 | 22 | 15 | 0
Q_gen_MVar | 1 | 22 | 16 | 0
Q_gen_MVar | 1 | 22 | 17 | 0
Q_gen_MVar | 1 | 22 | 18 | 0
Q_gen_MVar | 1 | 22 | 19 | 0
Q_gen_MVar | 1 | 22 | 20 | 0
Q_gen_MVar | 1 | 22 | 21 | 0
Q_gen_MVar | 1 | 22 | 22 | 0
Q_gen_MVar | 1 | 22 | 23 | 0
Q_gen_MVar | 1 | 22 | 24 | 0
Q_gen_MVar | 1 | 23 | 1 | 0
Q_gen_MVar | 1 | 23 | 2 | 0
Q_gen_MVar | 1 | 23 | 3 | 0
Q_gen_MVar | 1 | 23 | 4 | 0
Q_gen_MVar | 1 | 23 | 5 | 0
Q_gen_MVar | 1 | 23 | 6 | 0
Q_gen_MVar | 1 | 23 | 7 | 0
Q_gen_MVar | 1 | 23 | 8 | 0
Q_gen_MVar | 1 | 23 | 9 | 0
Q_gen_MVar | 1 | 23 | 10 | 0
Q_gen_MVar | 1 | 23 | 11 | 0
Q_gen_MVar | 1 | 23 | 12 | 0
Q_gen_MVar | 1 | 23 | 13 | 0
Q_gen_MVar | 1 | 23 | 14 | 0
Q_gen_MVar | 1 | 23 | 15 | 0
Q_gen_MVar | 1 | 23 | 16 | 0
Q_gen_MVar | 1 | 23 | 17 | 0
Q_gen_MVar | 1 | 23 | 18 | 0
Q_gen_MVar | 1 | 23 | 19 | 0
Q_gen_MVar | 1 | 23 | 20 | 0
Q_gen_MVar | 1 | 23 | 21 | 0
Q_gen_MVar | 1 | 23 | 22 | 0
Q_gen_MVar | 1 | 23 | 23 | 0
Q_gen_MVar | 1 | 23 | 24 | 0
Q_gen_MVar | 1 | 24 | 1 | 0
Q_gen_MVar | 1 | 24 | 2 | 0
Q_gen_MVar | 1 | 24 | 3 | 0
Q_gen_MVar | 1 | 24 | 4 | 0
Q_gen_MVar | 1 | 24 | 5 | 0
Q_gen_MVar | 1 | 24 | 6 | 0
Q_gen_MVar | 1 | 24 | 7 | 0
Q_gen_MVar | 1 | 24 | 8 | 0
Q_gen_MVar | 1 | 24 | 9 | 0
Q_gen_MVar | 1 | 24 | 10 | 0
Q_gen_MVar | 1 | 24 | 11 | 0
Q_gen_MVar | 1 | 24 | 12 | 0
Q_gen_MVar | 1 | 24 | 13 | 0
Q_gen_MVar | 1 | 24 | 14 | 0
Q_gen_MVar | 1 | 24 | 15 | 0
Q_gen_MVar | 1 | 24 | 16 | 0
Q_gen_MVar | 1 | 24 | 17 | 0
Q_gen_MVar | 1 | 24 | 18 | 0
Q_gen_MVar | 1 | 24 | 19 | 0
Q_gen_MVar | 1 | 24 | 20 | 0
Q_gen_MVar | 1 | 24 | 21 | 0
Q_gen_MVar | 1 | 24 | 22 | 0
Q_gen_MVar | 1 | 24 | 23 | 0
Q_gen_MVar | 1 | 24 | 24 | 0
Q_gen_MVar | 1 | 25 | 1 | 0
Q_gen_MVar | 1 | 25 | 2 | 0
Q_gen_MVar | 1 | 25 | 3 | 0
Q_gen_MVar | 1 | 25 | 4 | 0
Q_gen_MVar | 1 | 25 | 5 | 0
Q_gen_MVar | 1 | 25 | 6 | 0
Q_gen_MVar | 1 | 25 | 7 | 0
Q_gen_MVar | 1 | 25 | 8 | 0
Q_gen_MVar | 1 | 25 | 9 | 0
Q_gen_MVar | 1 | 25 | 10 | 0
Q_gen_MVar | 1 | 25 | 11 | 0
Q_gen_MVar | 1 | 25 | 12 | 0
Q_gen_MVar | 1 | 25 | 13 | 0
Q_gen_MVar | 1 | 25 | 14 | 0
Q_gen_MVar | 1 | 25 | 15 | 0
Q_gen_MVar | 1 | 25 | 16 | 0
Q_gen_MVar | 1 | 25 | 17 | 0
Q_gen_MVar | 1 | 25 | 18 | 0
Q_gen_MVar | 1 | 25 | 19 | 0
Q_gen_MVar | 1 | 25 | 20 | 0
Q_gen_MVar | 1 | 25 | 21 | 0
Q_gen_MVar | 1 | 25 | 22 | 0
Q_gen_MVar | 1 | 25 | 23 | 0
Q_gen_MVar | 1 | 25 | 24 | 0
Q_gen_MVar | 1 | 26 | 1 | 0
Q_gen_MVar | 1 | 26 | 2 | 0
Q_gen_MVar | 1 | 26 | 3 | 0
Q_gen_MVar | 1 | 26 | 4 | 0
Q_gen_MVar | 1 | 26 | 5 | 0
Q_gen_MVar | 1 | 26 | 6 | 0
Q_gen_MVar | 1 | 26 | 7 | 0
Q_gen_MVar | 1 | 26 | 8 | 0
Q_gen_MVar | 1 | 26 | 9 | 0
Q_gen_MVar | 1 | 26 | 10 | 0
Q_gen_MVar | 1 | 26 | 11 | 0
Q_gen_MVar | 1 | 26 | 12 | 0
Q_gen_MVar | 1 | 26 | 13 | 0
Q_gen_MVar | 1 | 26 | 14 | 0
Q_gen_MVar | 1 | 26 | 15 | 0
Q_gen_MVar | 1 | 26 | 16 | 0
Q_gen_MVar | 1 | 26 | 17 | 0
Q_gen_MVar | 1 | 26 | 18 | 0
Q_gen_MVar | 1 | 26 | 19 | 0
Q_gen_MVar | 1 | 26 | 20 | 0
Q_gen_MVar | 1 | 26 | 21 | 0
Q_gen_MVar | 1 | 26 | 22 | 0
Q_gen_MVar | 1 | 26 | 23 | 0
Q_gen_MVar | 1 | 26 | 24 | 0
Q_gen_MVar | 1 | 27 | 1 | 0
Q_gen_MVar | 1 | 27 | 2 | 0
Q_gen_MVar | 1 | 27 | 3 | 0
Q_gen_MVar | 1 | 27 | 4 | 0
Q_gen_MVar | 1 | 27 | 5 | 0
Q_gen_MVar | 1 | 27 | 6 | 0
Q_gen_MVar | 1 | 27 | 7 | 0
Q_gen_MVar | 1 | 27 | 8 | 0
Q_gen_MVar | 1 | 27 | 9 | 0
Q_gen_MVar | 1 | 27 | 10 | 0
Q_gen_MVar | 1 | 27 | 11 | 0
Q_gen_MVar | 1 | 27 | 12 | 0
Q_gen_MVar | 1 | 27 | 13 | 0
Q_gen_MVar | 1 | 27 | 14 | 0
Q_gen_MVar | 1 | 27 | 15 | 0
Q_gen_MVar | 1 | 27 | 16 | 0
Q_gen_MVar | 1 | 27 | 17 | 0
Q_gen_MVar | 1 | 27 | 18 | 0
Q_gen_MVar | 1 | 27 | 19 | 0
Q_gen_MVar | 1 | 27 | 20 | 0
Q_gen_MVar | 1 | 27 | 21 | 0
Q_gen_MVar | 1 | 27 | 22 | 0
Q_gen_MVar | 1 | 27 | 23 | 0
Q_gen_MVar | 1 | 27 | 24 | 0
Q_gen_MVar | 1 | 28 | 1 | 0
Q_gen_MVar | 1 | 28 | 2 | 0
Q_gen_MVar | 1 | 28 | 3 | 0
Q_gen_MVar | 1 | 28 | 4 | 0
Q_gen_MVar | 1 | 28 | 5 | 0
Q_gen_MVar | 1 | 28 | 6 | 0
Q_gen_MVar | 1 | 28 | 7 | 0
Q_gen_MVar | 1 | 28 | 8 | 0
Q_gen_MVar | 1 | 28 | 9 | 0
Q_gen_MVar | 1 | 28 | 10 | 0
Q_gen_MVar | 1 | 28 | 11 | 0
Q_gen_MVar | 1 | 28 | 12 | 0
Q_gen_MVar | 1 | 28 | 13 | 0
Q_gen_MVar | 1 | 28 | 14 | 0
Q_gen_MVar | 1 | 28 | 15 | 0
Q_gen_MVar | 1 | 28 | 16 | 0
Q_gen_MVar | 1 | 28 | 17 | 0
Q_gen_MVar | 1 | 28 | 18 | 0
Q_gen_MVar | 1 | 28 | 19 | 0
Q_gen_MVar | 1 | 28 | 20 | 0
Q_gen_MVar | 1 | 28 | 21 | 0
Q_gen_MVar | 1 | 28 | 22 | 0
Q_gen_MVar | 1 | 28 | 23 | 0
Q_gen_MVar | 1 | 28 | 24 | 0
Q_gen_MVar | 1 | 29 | 1 | 0
Q_gen_MVar | 1 | 29 | 2 | 0
Q_gen_MVar | 1 | 29 | 3 | 0
Q_gen_MVar | 1 | 29 | 4 | 0
Q_gen_MVar | 1 | 29 | 5 | 0
Q_gen_MVar | 1 | 29 | 6 | 0
Q_gen_MVar | 1 | 29 | 7 | 0
Q_gen_MVar | 1 | 29 | 8 | 0
Q_gen_MVar | 1 | 29 | 9 | 0
Q_gen_MVar | 1 | 29 | 10 | 0
Q_gen_MVar | 1 | 29 | 11 | 0
Q_gen_MVar | 1 | 29 | 12 | 0
Q_gen_MVar | 1 | 29 | 13 | 0
Q_gen_MVar | 1 | 29 | 14 | 0
Q_gen_MVar | 1 | 29 | 15 | 0
Q_gen_MVar | 1 | 29 | 16 | 0
Q_gen_MVar | 1 | 29 | 17 | 0
Q_gen_MVar | 1 | 29 | 18 | 0
Q_gen_MVar | 1 | 29 | 19 | 0
Q_gen_MVar | 1 | 29 | 20 | 0
Q_gen_MVar | 1 | 29 | 21 | 0
Q_gen_MVar | 1 | 29 | 22 | 0
Q_gen_MVar | 1 | 29 | 23 | 0
Q_gen_MVar | 1 | 29 | 24 | 0
Q_gen_MVar | 1 | 30 | 1 | 0
Q_gen_MVar | 1 | 30 | 2 | 0
Q_gen_MVar | 1 | 30 | 3 | 0
Q_gen_MVar | 1 | 30 | 4 | 0
Q_gen_MVar | 1 | 30 | 5 | 0
Q_gen_MVar | 1 | 30 | 6 | 0
Q_gen_MVar | 1 | 30 | 7 | 0
Q_gen_MVar | 1 | 30 | 8 | 0
Q_gen_MVar | 1 | 30 | 9 | 0
Q_gen_MVar | 1 | 30 | 10 | 0
Q_gen_MVar | 1 | 30 | 11 | 0
Q_gen_MVar | 1 | 30 | 12 | 0
Q_gen_MVar | 1 | 30 | 13 | 0
Q_gen_MVar | 1 | 30 | 14 | 0
Q_gen_MVar | 1 | 30 | 15 | 0
Q_gen_MVar | 1 | 30 | 16 | 0
Q_gen_MVar | 1 | 30 | 17 | 0
Q_gen_MVar | 1 | 30 | 18 | 0
Q_gen_MVar | 1 | 30 | 19 | 0
Q_gen_MVar | 1 | 30 | 20 | 0
Q_gen_MVar | 1 | 30 | 21 | 0
Q_gen_MVar | 1 | 30 | 22 | 0
Q_gen_MVar | 1 | 30 | 23 | 0
Q_gen_MVar | 1 | 30 | 24 | 0
Q_gen_MVar | 1 | 31 | 1 | 0
Q_gen_MVar | 1 | 31 | 2 | 0
Q_gen_MVar | 1 | 31 | 3 | 0
Q_gen_MVar | 1 | 31 | 4 | 0
Q_gen_MVar | 1 | 31 | 5 | 0
Q_gen_MVar | 1 | 31 | 6 | 0
Q_gen_MVar | 1 | 31 | 7 | 0
Q_gen_MVar | 1 | 31 | 8 | 0
Q_gen_MVar | 1 | 31 | 9 | 0
Q_gen_MVar | 1 | 31 | 10 | 0
Q_gen_MVar | 1 | 31 | 11 | 0
Q_gen_MVar | 1 | 31 | 12 | 0
Q_gen_MVar | 1 | 31 | 13 | 0
Q_gen_MVar | 1 | 31 | 14 | 0
Q_gen_MVar | 1 | 31 | 15 | 0
Q_gen_MVar | 1 | 31 | 16 | 0
Q_gen_MVar | 1 | 31 | 17 | 0
Q_gen_MVar | 1 | 31 | 18 | 0
Q_gen_MVar | 1 | 31 | 19 | 0
Q_gen_MVar | 1 | 31 | 20 | 0
Q_gen_MVar | 1 | 31 | 21 | 0
Q_gen_MVar | 1 | 31 | 22 | 0
Q_gen_MVar | 1 | 31 | 23 | 0
Q_gen_MVar | 1 | 31 | 24 | 0
Q_gen_MVar | 1 | 32 | 1 | 0
Q_gen_MVar | 1 | 32 | 2 | 0
Q_gen_MVar | 1 | 32 | 3 | 0
Q_gen_MVar | 1 | 32 | 4 | 0
Q_gen_MVar | 1 | 32 | 5 | 0
Q_gen_MVar | 1 | 32 | 6 | 0
Q_gen_MVar | 1 | 32 | 7 | 0
Q_gen_MVar | 1 | 32 | 8 | 0
Q_gen_MVar | 1 | 32 | 9 | 0
Q_gen_MVar | 1 | 32 | 10 | 0
Q_gen_MVar | 1 | 32 | 11 | 0
Q_gen_MVar | 1 | 32 | 12 | 0
Q_gen_MVar | 1 | 32 | 13 | 0
Q_gen_MVar | 1 | 32 | 14 | 0
Q_gen_MVar | 1 | 32 | 15 | 0
Q_gen_MVar | 1 | 32 | 16 | 0
Q_gen_MVar | 1 | 32 | 17 | 0
Q_gen_MVar | 1 | 32 | 18 | 0
Q_gen_MVar | 1 | 32 | 19 | 0
Q_gen_MVar | 1 | 32 | 20 | 0
Q_gen_MVar | 1 | 32 | 21 | 0
Q_gen_MVar | 1 | 32 | 22 | 0
Q_gen_MVar | 1 | 32 | 23 | 0
Q_gen_MVar | 1 | 32 | 24 | 0
Q_gen_MVar | 1 | 33 | 1 | 0
Q_gen_MVar | 1 | 33 | 2 | 0
Q_gen_MVar | 1 | 33 | 3 | 0
Q_gen_MVar | 1 | 33 | 4 | 0
Q_gen_MVar | 1 | 33 | 5 | 0
Q_gen_MVar | 1 | 33 | 6 | 0
Q_gen_MVar | 1 | 33 | 7 | 0
Q_gen_MVar | 1 | 33 | 8 | 0
Q_gen_MVar | 1 | 33 | 9 | 0
Q_gen_MVar | 1 | 33 | 10 | 0
Q_gen_MVar | 1 | 33 | 11 | 0
Q_gen_MVar | 1 | 33 | 12 | 0
Q_gen_MVar | 1 | 33 | 13 | 0
Q_gen_MVar | 1 | 33 | 14 | 0
Q_gen_MVar | 1 | 33 | 15 | 0
Q_gen_MVar | 1 | 33 | 16 | 0
Q_gen_MVar | 1 | 33 | 17 | 0
Q_gen_MVar | 1 | 33 | 18 | 0
Q_gen_MVar | 1 | 33 | 19 | 0
Q_gen_MVar | 1 | 33 | 20 | 0
Q_gen_MVar | 1 | 33 | 21 | 0
Q_gen_MVar | 1 | 33 | 22 | 0
Q_gen_MVar | 1 | 33 | 23 | 0
Q_gen_MVar | 1 | 33 | 24 | 0
Q_gen_MVar | 2 | 1 | 1 | 0
Q_gen_MVar | 2 | 1 | 2 | 0
Q_gen_MVar | 2 | 1 | 3 | 0
Q_gen_MVar | 2 | 1 | 4 | 0
Q_gen_MVar | 2 | 1 | 5 | 0
Q_gen_MVar | 2 | 1 | 6 | 0
Q_gen_MVar | 2 | 1 | 7 | 0
Q_gen_MVar | 2 | 1 | 8 | 0
Q_gen_MVar | 2 | 1 | 9 | 0
Q_gen_MVar | 2 | 1 | 10 | 0
Q_gen_MVar | 2 | 1 | 11 | 0
Q_gen_MVar | 2 | 1 | 12 | 0
Q_gen_MVar | 2 | 1 | 13 | 0
Q_gen_MVar | 2 | 1 | 14 | 0
Q_gen_MVar | 2 | 1 | 15 | 0
Q_gen_MVar | 2 | 1 | 16 | 0
Q_gen_MVar | 2 | 1 | 17 | 0
Q_gen_MVar | 2 | 1 | 18 | 0
Q_gen_MVar | 2 | 1 | 19 | 0
Q_gen_MVar | 2 | 1 | 20 | 0
Q_gen_MVar | 2 | 1 | 21 | 0
Q_gen_MVar | 2 | 1 | 22 | 0
Q_gen_MVar | 2 | 1 | 23 | 0
Q_gen_MVar | 2 | 1 | 24 | 0
Q_gen_MVar | 2 | 2 | 1 | 0
Q_gen_MVar | 2 | 2 | 2 | 0
Q_gen_MVar | 2 | 2 | 3 | 0
Q_gen_MVar | 2 | 2 | 4 | 0
Q_gen_MVar | 2 | 2 | 5 | 0
Q_gen_MVar | 2 | 2 | 6 | 0
Q_gen_MVar | 2 | 2 | 7 | 0
Q_gen_MVar | 2 | 2 | 8 | 0
Q_gen_MVar | 2 | 2 | 9 | 0
Q_gen_MVar | 2 | 2 | 10 | 0
Q_gen_MVar | 2 | 2 | 11 | 0
Q_gen_MVar | 2 | 2 | 12 | 0
Q_gen_MVar | 2 | 2 | 13 | 0
Q_gen_MVar | 2 | 2 | 14 | 0
Q_gen_MVar | 2 | 2 | 15 | 0
Q_gen_MVar | 2 | 2 | 16 | 0
Q_gen_MVar | 2 | 2 | 17 | 0
Q_gen_MVar | 2 | 2 | 18 | 0
Q_gen_MVar | 2 | 2 | 19 | 0
Q_gen_MVar | 2 | 2 | 20 | 0
Q_gen_MVar | 2 | 2 | 21 | 0
Q_gen_MVar | 2 | 2 | 22 | 0
Q_gen_MVar | 2 | 2 | 23 | 0
Q_gen_MVar | 2 | 2 | 24 | 0
Q_gen_MVar | 2 | 3 | 1 | 0
Q_gen_MVar | 2 | 3 | 2 | 0
Q_gen_MVar | 2 | 3 | 3 | 0
Q_gen_MVar | 2 | 3 | 4 | 0
Q_gen_MVar | 2 | 3 | 5 | 0
Q_gen_MVar | 2 | 3 | 6 | 0
Q_gen_MVar | 2 | 3 | 7 | 0
Q_gen_MVar | 2 | 3 | 8 | 0
Q_gen_MVar | 2 | 3 | 9 | 0
Q_gen_MVar | 2 | 3 | 10 | 0
Q_gen_MVar | 2 | 3 | 11 | 0
Q_gen_MVar | 2 | 3 | 12 | 0
Q_gen_MVar | 2 | 3 | 13 | 0
Q_gen_MVar | 2 | 3 | 14 | 0
Q_gen_MVar | 2 | 3 | 15 | 0
Q_gen_MVar | 2 | 3 | 16 | 0
Q_gen_MVar | 2 | 3 | 17 | 0
Q_gen_MVar | 2 | 3 | 18 | 0
Q_gen_MVar | 2 | 3 | 19 | 0
Q_gen_MVar | 2 | 3 | 20 | 0
Q_gen_MVar | 2 | 3 | 21 | 0
Q_gen_MVar | 2 | 3 | 22 | 0
Q_gen_MVar | 2 | 3 | 23 | 0
Q_gen_MVar | 2 | 3 | 24 | 0
Q_gen_MVar | 2 | 4 | 1 | 0
Q_gen_MVar | 2 | 4 | 2 | 0
Q_gen_MVar | 2 | 4 | 3 | 0
Q_gen_MVar | 2 | 4 | 4 | 0
Q_gen_MVar | 2 | 4 | 5 | 0
Q_gen_MVar | 2 | 4 | 6 | 0
Q_gen_MVar | 2 | 4 | 7 | 0
Q_gen_MVar | 2 | 4 | 8 | 0
Q_gen_MVar | 2 | 4 | 9 | 0
Q_gen_MVar | 2 | 4 | 10 | 0
Q_gen_MVar | 2 | 4 | 11 | 0
Q_gen_MVar | 2 | 4 | 12 | 0
Q_gen_MVar | 2 | 4 | 13 | 0
Q_gen_MVar | 2 | 4 | 14 | 0
Q_gen_MVar | 2 | 4 | 15 | 0
Q_gen_MVar | 2 | 4 | 16 | 0
Q_gen_MVar | 2 | 4 | 17 | 0
Q_gen_MVar | 2 | 4 | 18 | 0
Q_gen_MVar | 2 | 4 | 19 | 0
Q_gen_MVar | 2 | 4 | 20 | 0
Q_gen_MVar | 2 | 4 | 21 | 0
Q_gen_MVar | 2 | 4 | 22 | 0
Q_gen_MVar | 2 | 4 | 23 | 0
Q_gen_MVar | 2 | 4 | 24 | 0
Q_gen_MVar | 2 | 5 | 1 | 0
Q_gen_MVar | 2 | 5 | 2 | 0
Q_gen_MVar | 2 | 5 | 3 | 0
Q_gen_MVar | 2 | 5 | 4 | 0
Q_gen_MVar | 2 | 5 | 5 | 0
Q_gen_MVar | 2 | 5 | 6 | 0
Q_gen_MVar | 2 | 5 | 7 | 0
Q_gen_MVar | 2 | 5 | 8 | 0
Q_gen_MVar | 2 | 5 | 9 | 0
Q_gen_MVar | 2 | 5 | 10 | 0
Q_gen_MVar | 2 | 5 | 11 | 0
Q_gen_MVar | 2 | 5 | 12 | 0
Q_gen_MVar | 2 | 5 | 13 | 0
Q_gen_MVar | 2 | 5 | 14 | 0
Q_gen_MVar | 2 | 5 | 15 | 0
Q_gen_MVar | 2 | 5 | 16 | 0
Q_gen_MVar | 2 | 5 | 17 | 0
Q_gen_MVar | 2 | 5 | 18 | 0
Q_gen_MVar | 2 | 5 | 19 | 0
Q_gen_MVar | 2 | 5 | 20 | 0
Q_gen_MVar | 2 | 5 | 21 | 0
Q_gen_MVar | 2 | 5 | 22 | 0
Q_gen_MVar | 2 | 5 | 23 | 0
Q_gen_MVar | 2 | 5 | 24 | 0
Q_gen_MVar | 2 | 6 | 1 | 0
Q_gen_MVar | 2 | 6 | 2 | 0
Q_gen_MVar | 2 | 6 | 3 | 0
Q_gen_MVar | 2 | 6 | 4 | 0
Q_gen_MVar | 2 | 6 | 5 | 0
Q_gen_MVar | 2 | 6 | 6 | 0
Q_gen_MVar | 2 | 6 | 7 | 0
Q_gen_MVar | 2 | 6 | 8 | 0
Q_gen_MVar | 2 | 6 | 9 | 0
Q_gen_MVar | 2 | 6 | 10 | 0
Q_gen_MVar | 2 | 6 | 11 | 0
Q_gen_MVar | 2 | 6 | 12 | 0
Q_gen_MVar | 2 | 6 | 13 | 0
Q_gen_MVar | 2 | 6 | 14 | 0
Q_gen_MVar | 2 | 6 | 15 | 0
Q_gen_MVar | 2 | 6 | 16 | 0
Q_gen_MVar | 2 | 6 | 17 | 0
Q_gen_MVar | 2 | 6 | 18 | 0
Q_gen_MVar | 2 | 6 | 19 | 0
Q_gen_MVar | 2 | 6 | 20 | 0
Q_gen_MVar | 2 | 6 | 21 | 0
Q_gen_MVar | 2 | 6 | 22 | 0
Q_gen_MVar | 2 | 6 | 23 | 0
Q_gen_MVar | 2 | 6 | 24 | 0
Q_gen_MVar | 2 | 7 | 1 | 0
Q_gen_MVar | 2 | 7 | 2 | 0
Q_gen_MVar | 2 | 7 | 3 | 0
Q_gen_MVar | 2 | 7 | 4 | 0
Q_gen_MVar | 2 | 7 | 5 | 0
Q_gen_MVar | 2 | 7 | 6 | 0
Q_gen_MVar | 2 | 7 | 7 | 0
Q_gen_MVar | 2 | 7 | 8 | 0
Q_gen_MVar | 2 | 7 | 9 | 0
Q_gen_MVar | 2 | 7 | 10 | 0
Q_gen_MVar | 2 | 7 | 11 | 0
Q_gen_MVar | 2 | 7 | 12 | 0
Q_gen_MVar | 2 | 7 | 13 | 0
Q_gen_MVar | 2 | 7 | 14 | 0
Q_gen_MVar | 2 | 7 | 15 | 0
Q_gen_MVar | 2 | 7 | 16 | 0
Q_gen_MVar | 2 | 7 | 17 | 0
Q_gen_MVar | 2 | 7 | 18 | 0
Q_gen_MVar | 2 | 7 | 19 | 0
Q_gen_MVar | 2 | 7 | 20 | 0
Q_gen_MVar | 2 | 7 | 21 | 0
Q_gen_MVar | 2 | 7 | 22 | 0
Q_gen_MVar | 2 | 7 | 23 | 0
Q_gen_MVar | 2 | 7 | 24 | 0
Q_gen_MVar | 2 | 8 | 1 | 0
Q_gen_MVar | 2 | 8 | 2 | 0
Q_gen_MVar | 2 | 8 | 3 | 0
Q_gen_MVar | 2 | 8 | 4 | 0
Q_gen_MVar | 2 | 8 | 5 | 0
Q_gen_MVar | 2 | 8 | 6 | 0
Q_gen_MVar | 2 | 8 | 7 | 0
Q_gen_MVar | 2 | 8 | 8 | 0
Q_gen_MVar | 2 | 8 | 9 | 0
Q_gen_MVar | 2 | 8 | 10 | 0
Q_gen_MVar | 2 | 8 | 11 | 0
Q_gen_MVar | 2 | 8 | 12 | 0
Q_gen_MVar | 2 | 8 | 13 | 0
Q_gen_MVar | 2 | 8 | 14 | 0
Q_gen_MVar | 2 | 8 | 15 | 0
Q_gen_MVar | 2 | 8 | 16 | 0
Q_gen_MVar | 2 | 8 | 17 | 0
Q_gen_MVar | 2 | 8 | 18 | 0
Q_gen_MVar | 2 | 8 | 19 | 0
Q_gen_MVar | 2 | 8 | 20 | 0
Q_gen_MVar | 2 | 8 | 21 | 0
Q_gen_MVar | 2 | 8 | 22 | 0
Q_gen_MVar | 2 | 8 | 23 | 0
Q_gen_MVar | 2 | 8 | 24 | 0
Q_gen_MVar | 2 | 9 | 1 | 0
Q_gen_MVar | 2 | 9 | 2 | 0
Q_gen_MVar | 2 | 9 | 3 | 0
Q_gen_MVar | 2 | 9 | 4 | 0
Q_gen_MVar | 2 | 9 | 5 | 0
Q_gen_MVar | 2 | 9 | 6 | 0
Q_gen_MVar | 2 | 9 | 7 | 0
Q_gen_MVar | 2 | 9 | 8 | 0
Q_gen_MVar | 2 | 9 | 9 | 0
Q_gen_MVar | 2 | 9 | 10 | 0
Q_gen_MVar | 2 | 9 | 11 | 0
Q_gen_MVar | 2 | 9 | 12 | 0
Q_gen_MVar | 2 | 9 | 13 | 0
Q_gen_MVar | 2 | 9 | 14 | 0
Q_gen_MVar | 2 | 9 | 15 | 0
Q_gen_MVar | 2 | 9 | 16 | 0
Q_gen_MVar | 2 | 9 | 17 | 0
Q_gen_MVar | 2 | 9 | 18 | 0
Q_gen_MVar | 2 | 9 | 19 | 0
Q_gen_MVar | 2 | 9 | 20 | 0
Q_gen_MVar | 2 | 9 | 21 | 0
Q_gen_MVar | 2 | 9 | 22 | 0
Q_gen_MVar | 2 | 9 | 23 | 0
Q_gen_MVar | 2 | 9 | 24 | 0
Q_gen_MVar | 2 | 10 | 1 | 0
Q_gen_MVar | 2 | 10 | 2 | 0
Q_gen_MVar | 2 | 10 | 3 | 0
Q_gen_MVar | 2 | 10 | 4 | 0
Q_gen_MVar | 2 | 10 | 5 | 0
Q_gen_MVar | 2 | 10 | 6 | 0
Q_gen_MVar | 2 | 10 | 7 | 0
Q_gen_MVar | 2 | 10 | 8 | 0
Q_gen_MVar | 2 | 10 | 9 | 0
Q_gen_MVar | 2 | 10 | 10 | 0
Q_gen_MVar | 2 | 10 | 11 | 0
Q_gen_MVar | 2 | 10 | 12 | 0
Q_gen_MVar | 2 | 10 | 13 | 0
Q_gen_MVar | 2 | 10 | 14 | 0
Q_gen_MVar | 2 | 10 | 15 | 0
Q_gen_MVar | 2 | 10 | 16 | 0
Q_gen_MVar | 2 | 10 | 17 | 0
Q_gen_MVar | 2 | 10 | 18 | 0
Q_gen_MVar | 2 | 10 | 19 | 0
Q_gen_MVar | 2 | 10 | 20 | 0
Q_gen_MVar | 2 | 10 | 21 | 0
Q_gen_MVar | 2 | 10 | 22 | 0
Q_gen_MVar | 2 | 10 | 23 | 0
Q_gen_MVar | 2 | 10 | 24 | 0
Q_gen_MVar | 2 | 11 | 1 | 0
Q_gen_MVar | 2 | 11 | 2 | 0
Q_gen_MVar | 2 | 11 | 3 | 0
Q_gen_MVar | 2 | 11 | 4 | 0
Q_gen_MVar | 2 | 11 | 5 | 0
Q_gen_MVar | 2 | 11 | 6 | 0
Q_gen_MVar | 2 | 11 | 7 | 0
Q_gen_MVar | 2 | 11 | 8 | 0
Q_gen_MVar | 2 | 11 | 9 | 0
Q_gen_MVar | 2 | 11 | 10 | 0
Q_gen_MVar | 2 | 11 | 11 | 0
Q_gen_MVar | 2 | 11 | 12 | 0
Q_gen_MVar | 2 | 11 | 13 | 0
Q_gen_MVar | 2 | 11 | 14 | 0
Q_gen_MVar | 2 | 11 | 15 | 0
Q_gen_MVar | 2 | 11 | 16 | 0
Q_gen_MVar | 2 | 11 | 17 | 0
Q_gen_MVar | 2 | 11 | 18 | 0
Q_gen_MVar | 2 | 11 | 19 | 0
Q_gen_MVar | 2 | 11 | 20 | 0
Q_gen_MVar | 2 | 11 | 21 | 0
Q_gen_MVar | 2 | 11 | 22 | 0
Q_gen_MVar | 2 | 11 | 23 | 0
Q_gen_MVar | 2 | 11 | 24 | 0
Q_gen_MVar | 2 | 12 | 1 | 0
Q_gen_MVar | 2 | 12 | 2 | 0
Q_gen_MVar | 2 | 12 | 3 | 0
Q_gen_MVar | 2 | 12 | 4 | 0
Q_gen_MVar | 2 | 12 | 5 | 0
Q_gen_MVar | 2 | 12 | 6 | 0
Q_gen_MVar | 2 | 12 | 7 | 0.0042158
Q_gen_MVar | 2 | 12 | 8 | 0.020604
Q_gen_MVar | 2 | 12 | 9 | 0.040071
Q_gen_MVar | 2 | 12 | 10 | 0.057207
Q_gen_MVar | 2 | 12 | 11 | 0.060661
Q_gen_MVar | 2 | 12 | 12 | 0.065149
Q_gen_MVar | 2 | 12 | 13 | 0.070148
Q_gen_MVar | 2 | 12 | 14 | 0.066758
Q_gen_MVar | 2 | 12 | 15 | 0.0743
Q_gen_MVar | 2 | 12 | 16 | 0.065358
Q_gen_MVar | 2 | 12 | 17 | 0.052899
Q_gen_MVar | 2 | 12 | 18 | 0.035873
Q_gen_MVar | 2 | 12 | 19 | 0.017083
Q_gen_MVar | 2 | 12 | 20 | 0.0094234
Q_gen_MVar | 2 | 12 | 21 | 0.006979
Q_gen_MVar | 2 | 12 | 22 | 0.0033372
Q_gen_MVar | 2 | 12 | 23 | 0.0015269
Q_gen_MVar | 2 | 12 | 24 | 0
Q_gen_MVar | 2 | 13 | 1 | 0
Q_gen_MVar | 2 | 13 | 2 | 0
Q_gen_MVar | 2 | 13 | 3 | 0
Q_gen_MVar | 2 | 13 | 4 | 0
Q_gen_MVar | 2 | 13 | 5 | 0
Q_gen_MVar | 2 | 13 | 6 | 0
Q_gen_MVar | 2 | 13 | 7 | 0
Q_gen_MVar | 2 | 13 | 8 | 0
Q_gen_MVar | 2 | 13 | 9 | 0
Q_gen_MVar | 2 | 13 | 10 | 0
Q_gen_MVar | 2 | 13 | 11 | 0
Q_gen_MVar | 2 | 13 | 12 | 0
Q_gen_MVar | 2 | 13 | 13 | 0
Q_gen_MVar | 2 | 13 | 14 | 0
Q_gen_MVar | 2 | 13 | 15 | 0
Q_gen_MVar | 2 | 13 | 16 | 0
Q_gen_MVar | 2 | 13 | 17 | 0
Q_gen_MVar | 2 | 13 | 18 | 0
Q_gen_MVar | 2 | 13 | 19 | 0
Q_gen_MVar | 2 | 13 | 20 | 0
Q_gen_MVar | 2 | 13 | 21 | 0
Q_gen_MVar | 2 | 13 | 22 | 0
Q_gen_MVar | 2 | 13 | 23 | 0
Q_gen_MVar | 2 | 13 | 24 | 0
Q_gen_MVar | 2 | 14 | 1 | 0
Q_gen_MVar | 2 | 14 | 2 | 0
Q_gen_MVar | 2 | 14 | 3 | 0
Q_gen_MVar | 2 | 14 | 4 | 0
Q_gen_MVar | 2 | 14 | 5 | 0
Q_gen_MVar | 2 | 14 | 6 | 0
Q_gen_MVar | 2 | 14 | 7 | 0
Q_gen_MVar | 2 | 14 | 8 | 0
Q_gen_MVar | 2 | 14 | 9 | 0
Q_gen_MVar | 2 | 14 | 10 | 0
Q_gen_MVar | 2 | 14 | 11 | 0
Q_gen_MVar | 2 | 14 | 12 | 0
Q_gen_MVar | 2 | 14 | 13 | 0
Q_gen_MVar | 2 | 14 | 14 | 0
Q_gen_MVar | 2 | 14 | 15 | 0
Q_gen_MVar | 2 | 14 | 16 | 0
Q_gen_MVar | 2 | 14 | 17 | 0
Q_gen_MVar | 2 | 14 | 18 | 0
Q_gen_MVar | 2 | 14 | 19 | 0
Q_gen_MVar | 2 | 14 | 20 | 0
Q_gen_MVar | 2 | 14 | 21 | 0
Q_gen_MVar | 2 | 14 | 22 | 0
Q_gen_MVar | 2 | 14 | 23 | 0
Q_gen_MVar | 2 | 14 | 24 | 0
Q_gen_MVar | 2 | 15 | 1 | 0
Q_gen_MVar | 2 | 15 | 2 | 0
Q_gen_MVar | 2 | 15 | 3 | 0
Q_gen_MVar | 2 | 15 | 4 | 0
Q_gen_MVar | 2 | 15 | 5 | 0
Q_gen_MVar | 2 | 15 | 6 | 0
Q_gen_MVar | 2 | 15 | 7 | 0
Q_gen_MVar | 2 | 15 | 8 | 0
Q_gen_MVar | 2 | 15 | 9 | 0
Q_gen_MVar | 2 | 15 | 10 | 0
Q_gen_MVar | 2 | 15 | 11 | 0
Q_gen_MVar | 2 | 15 | 12 | 0
Q_gen_MVar | 2 | 15 | 13 | 0
Q_gen_MVar | 2 | 15 | 14 | 0
Q_gen_MVar | 2 | 15 | 15 | 0
Q_gen_MVar | 2 | 15 | 16 | 0
Q_gen_MVar | 2 | 15 | 17 | 0
Q_gen_MVar | 2 | 15 | 18 | 0
Q_gen_MVar | 2 | 15 | 19 | 0
Q_gen_MVar | 2 | 15 | 20 | 0
Q_gen_MVar | 2 | 15 | 21 | 0
Q_gen_MVar | 2 | 15 | 22 | 0
Q_gen_MVar | 2 | 15 | 23 | 0
Q_gen_MVar | 2 | 15 | 24 | 0
Q_gen_MVar | 2 | 16 | 1 | 0
Q_gen_MVar | 2 | 16 | 2 | 0
Q_gen_MVar | 2 | 16 | 3 | 0
Q_gen_MVar | 2 | 16 | 4 | 0
Q_gen_MVar | 2 | 16 | 5 | 0
Q_gen_MVar | 2 | 16 | 6 | 0
Q_gen_MVar | 2 | 16 | 7 | 0
Q_gen_MVar | 2 | 16 | 8 | 0
Q_gen_MVar | 2 | 16 | 9 | 0
Q_gen_MVar | 2 | 16 | 10 | 0
Q_gen_MVar | 2 | 16 | 11 | 0
Q_gen_MVar | 2 | 16 | 12 | 0
Q_gen_MVar | 2 | 16 | 13 | 0
Q_gen_MVar | 2 | 16 | 14 | 0
Q_gen_MVar | 2 | 16 | 15 | 0
Q_gen_MVar | 2 | 16 | 16 | 0
Q_gen_MVar | 2 | 16 | 17 | 0
Q_gen_MVar | 2 | 16 | 18 | 0
Q_gen_MVar | 2 | 16 | 19 | 0
Q_gen_MVar | 2 | 16 | 20 | 0
Q_gen_MVar | 2 | 16 | 21 | 0
Q_gen_MVar | 2 | 16 | 22 | 0
Q_gen_MVar | 2 | 16 | 23 | 0
Q_gen_MVar | 2 | 16 | 24 | 0
Q_gen_MVar | 2 | 17 | 1 | 0
Q_gen_MVar | 2 | 17 | 2 | 0
Q_gen_MVar | 2 | 17 | 3 | 0
Q_gen_MVar | 2 | 17 | 4 | 0
Q_gen_MVar | 2 | 17 | 5 | 0
Q_gen_MVar | 2 | 17 | 6 | 0
Q_gen_MVar | 2 | 17 | 7 | 0
Q_gen_MVar | 2 | 17 | 8 | 0
Q_gen_MVar | 2 | 17 | 9 | 0
Q_gen_MVar | 2 | 17 | 10 | 0
Q_gen_MVar | 2 | 17 | 11 | 0
Q_gen_MVar | 2 | 17 | 12 | 0
Q_gen_MVar | 2 | 17 | 13 | 0
Q_gen_MVar | 2 | 17 | 14 | 0
Q_gen_MVar | 2 | 17 | 15 | 0
Q_gen_MVar | 2 | 17 | 16 | 0
Q_gen_MVar | 2 | 17 | 17 | 0
Q_gen_MVar | 2 | 17 | 18 | 0
Q_gen_MVar | 2 | 17 | 19 | 0
Q_gen_MVar | 2 | 17 | 20 | 0
Q_gen_MVar | 2 | 17 | 21 | 0
Q_gen_MVar | 2 | 17 | 22 | 0
Q_gen_MVar | 2 | 17 | 23 | 0
Q_gen_MVar | 2 | 17 | 24 | 0
Q_gen_MVar | 2 | 18 | 1 | 0
Q_gen_MVar | 2 | 18 | 2 | 0
Q_gen_MVar | 2 | 18 | 3 | 0
Q_gen_MVar | 2 | 18 | 4 | 0
Q_gen_MVar | 2 | 18 | 5 | 0
Q_gen_MVar | 2 | 18 | 6 | 0
Q_gen_MVar | 2 | 18 | 7 | 0
Q_gen_MVar | 2 | 18 | 8 | 0
Q_gen_MVar | 2 | 18 | 9 | 0
Q_gen_MVar | 2 | 18 | 10 | 0
Q_gen_MVar | 2 | 18 | 11 | 0
Q_gen_MVar | 2 | 18 | 12 | 0
Q_gen_MVar | 2 | 18 | 13 | 0
Q_gen_MVar | 2 | 18 | 14 | 0
Q_gen_MVar | 2 | 18 | 15 | 0
Q_gen_MVar | 2 | 18 | 16 | 0
Q_gen_MVar | 2 | 18 | 17 | 0
Q_gen_MVar | 2 | 18 | 18 | 0
Q_gen_MVar | 2 | 18 | 19 | 0
Q_gen_MVar | 2 | 18 | 20 | 0
Q_gen_MVar | 2 | 18 | 21 | 0
Q_gen_MVar | 2 | 18 | 22 | 0
Q_gen_MVar | 2 | 18 | 23 | 0
Q_gen_MVar | 2 | 18 | 24 | 0
Q_gen_MVar | 2 | 19 | 1 | 0
Q_gen_MVar | 2 | 19 | 2 | 0
Q_gen_MVar | 2 | 19 | 3 | 0
Q_gen_MVar | 2 | 19 | 4 | 0
Q_gen_MVar | 2 | 19 | 5 | 0
Q_gen_MVar | 2 | 19 | 6 | 0
Q_gen_MVar | 2 | 19 | 7 | 0
Q_gen_MVar | 2 | 19 | 8 | 0
Q_gen_MVar | 2 | 19 | 9 | 0
Q_gen_MVar | 2 | 19 | 10 | 0
Q_gen_MVar | 2 | 19 | 11 | 0
Q_gen_MVar | 2 | 19 | 12 | 0
Q_gen_MVar | 2 | 19 | 13 | 0
Q_gen_MVar | 2 | 19 | 14 | 0
Q_gen_MVar | 2 | 19 | 15 | 0
Q_gen_MVar | 2 | 19 | 16 | 0
Q_gen_MVar | 2 | 19 | 17 | 0
Q_gen_MVar | 2 | 19 | 18 | 0
Q_gen_MVar | 2 | 19 | 19 | 0
Q_gen_MVar | 2 | 19 | 20 | 0
Q_gen_MVar | 2 | 19 | 21 | 0
Q_gen_MVar | 2 | 19 | 22 | 0
Q_gen_MVar | 2 | 19 | 23 | 0
Q_gen_MVar | 2 | 19 | 24 | 0
Q_gen_MVar | 2 | 20 | 1 | 0
Q_gen_MVar | 2 | 20 | 2 | 0
Q_gen_MVar | 2 | 20 | 3 | 0
Q_gen_MVar | 2 | 20 | 4 | 0
Q_gen_MVar | 2 | 20 | 5 | 0
Q_gen_MVar | 2 | 20 | 6 | 0
Q_gen_MVar | 2 | 20 | 7 | 0
Q_gen_MVar | 2 | 20 | 8 | 0
Q_gen_MVar | 2 | 20 | 9 | 0
Q_gen_MVar | 2 | 20 | 10 | 0
Q_gen_MVar | 2 | 20 | 11 | 0
Q_gen_MVar | 2 | 20 | 12 | 0
Q_gen_MVar | 2 | 20 | 13 | 0
Q_gen_MVar | 2 | 20 | 14 | 0
Q_gen_MVar | 2 | 20 | 15 | 0
Q_gen_MVar | 2 | 20 | 16 | 0
Q_gen_MVar | 2 | 20 | 17 | 0
Q_gen_MVar | 2 | 20 | 18 | 0
Q_gen_MVar | 2 | 20 | 19 | 0
Q_gen_MVar | 2 | 20 | 20 | 0
Q_gen_MVar | 2 | 20 | 21 | 0
Q_gen_MVar | 2 | 20 | 22 | 0
Q_gen_MVar | 2 | 20 | 23 | 0
Q_gen_MVar | 2 | 20 | 24 | 0
Q_gen_MVar | 2 | 21 | 1 | 0
Q_gen_MVar | 2 | 21 | 2 | 0
Q_gen_MVar | 2 | 21 | 3 | 0
Q_gen_MVar | 2 | 21 | 4 | 0
Q_gen_MVar | 2 | 21 | 5 | 0
Q_gen_MVar | 2 | 21 | 6 | 0
Q_gen_MVar | 2 | 21 | 7 | 0
Q_gen_MVar | 2 | 21 | 8 | 0
Q_gen_MVar | 2 | 21 | 9 | 0
Q_gen_MVar | 2 | 21 | 10 | 0
Q_gen_MVar | 2 | 21 | 11 | 0
Q_gen_MVar | 2 | 21 | 12 | 0
Q_gen_MVar | 2 | 21 | 13 | 0
Q_gen_MVar | 2 | 21 | 14 | 0
Q_gen_MVar | 2 | 21 | 15 | 0
Q_gen_MVar | 2 | 21 | 16 | 0
Q_gen_MVar | 2 | 21 | 17 | 0
Q_gen_MVar | 2 | 21 | 18 | 0
Q_gen_MVar | 2 | 21 | 19 | 0
Q_gen_MVar | 2 | 21 | 20 | 0
Q_gen_MVar | 2 | 21 | 21 | 0
Q_gen_MVar | 2 | 21 | 22 | 0
Q_gen_MVar | 2 | 21 | 23 | 0
Q_gen_MVar | 2 | 21 | 24 | 0
Q_gen_MVar | 2 | 22 | 1 | 0
Q_gen_MVar | 2 | 22 | 2 | 0
Q_gen_MVar | 2 | 22 | 3 | 0
Q_gen_MVar | 2 | 22 | 4 | 0
Q_gen_MVar | 2 | 22 | 5 | 0
Q_gen_MVar | 2 | 22 | 6 | 0
Q_gen_MVar | 2 | 22 | 7 | 0
Q_gen_MVar | 2 | 22 | 8 | 0
Q_gen_MVar | 2 | 22 | 9 | 0
Q_gen_MVar | 2 | 22 | 10 | 0
Q_gen_MVar | 2 | 22 | 11 | 0
Q_gen_MVar | 2 | 22 | 12 | 0
Q_gen_MVar | 2 | 22 | 13 | 0
Q_gen_MVar | 2 | 22 | 14 | 0
Q_gen_MVar | 2 | 22 | 15 | 0
Q_gen_MVar | 2 | 22 | 16 | 0
Q_gen_MVar | 2 | 22 | 17 | 0
Q_gen_MVar | 2 | 22 | 18 | 0
Q_gen_MVar | 2 | 22 | 19 | 0
Q_gen_MVar | 2 | 22 | 20 | 0
Q_gen_MVar | 2 | 22 | 21 | 0
Q_gen_MVar | 2 | 22 | 22 | 0
Q_gen_MVar | 2 | 22 | 23 | 0
Q_gen_MVar | 2 | 22 | 24 | 0
Q_gen_MVar | 2 | 23 | 1 | 0
Q_gen_MVar | 2 | 23 | 2 | 0
Q_gen_MVar | 2 | 23 | 3 | 0
Q_gen_MVar | 2 | 23 | 4 | 0
Q_gen_MVar | 2 | 23 | 5 | 0
Q_gen_MVar | 2 | 23 | 6 | 0
Q_gen_MVar | 2 | 23 | 7 | 0
Q_gen_MVar | 2 | 23 | 8 | 0
Q_gen_MVar | 2 | 23 | 9 | 0
Q_gen_MVar | 2 | 23 | 10 | 0
Q_gen_MVar | 2 | 23 | 11 | 0
Q_gen_MVar | 2 | 23 | 12 | 0
Q_gen_MVar | 2 | 23 | 13 | 0
Q_gen_MVar | 2 | 23 | 14 | 0
Q_gen_MVar | 2 | 23 | 15 | 0
Q_gen_MVar | 2 | 23 | 16 | 0
Q_gen_MVar | 2 | 23 | 17 | 0
Q_gen_MVar | 2 | 23 | 18 | 0
Q_gen_MVar | 2 | 23 | 19 | 0
Q_gen_MVar | 2 | 23 | 20 | 0
Q_gen_MVar | 2 | 23 | 21 | 0
Q_gen_MVar | 2 | 23 | 22 | 0
Q_gen_MVar | 2 | 23 | 23 | 0
Q_gen_MVar | 2 | 23 | 24 | 0
Q_gen_MVar | 2 | 24 | 1 | 0
Q_gen_MVar | 2 | 24 | 2 | 0
Q_gen_MVar | 2 | 24 | 3 | 0
Q_gen_MVar | 2 | 24 | 4 | 0
Q_gen_MVar | 2 | 24 | 5 | 0
Q_gen_MVar | 2 | 24 | 6 | 0
Q_gen_MVar | 2 | 24 | 7 | 0
Q_gen_MVar | 2 | 24 | 8 | 0
Q_gen_MVar | 2 | 24 | 9 | 0
Q_gen_MVar | 2 | 24 | 10 | 0
Q_gen_MVar | 2 | 24 | 11 | 0
Q_gen_MVar | 2 | 24 | 12 | 0
Q_gen_MVar | 2 | 24 | 13 | 0
Q_gen_MVar | 2 | 24 | 14 | 0
Q_gen_MVar | 2 | 24 | 15 | 0
Q_gen_MVar | 2 | 24 | 16 | 0
Q_gen_MVar | 2 | 24 | 17 | 0
Q_gen_MVar | 2 | 24 | 18 | 0
Q_gen_MVar | 2 | 24 | 19 | 0
Q_gen_MVar | 2 | 24 | 20 | 0
Q_gen_MVar | 2 | 24 | 21 | 0
Q_gen_MVar | 2 | 24 | 22 | 0
Q_gen_MVar | 2 | 24 | 23 | 0
Q_gen_MVar | 2 | 24 | 24 | 0
Q_gen_MVar | 2 | 25 | 1 | 0
Q_gen_MVar | 2 | 25 | 2 | 0
Q_gen_MVar | 2 | 25 | 3 | 0
Q_gen_MVar | 2 | 25 | 4 | 0
Q_gen_MVar | 2 | 25 | 5 | 0
Q_gen_MVar | 2 | 25 | 6 | 0
Q_gen_MVar | 2 | 25 | 7 | 0
Q_gen_MVar | 2 | 25 | 8 | 0
Q_gen_MVar | 2 | 25 | 9 | 0
Q_gen_MVar | 2 | 25 | 10 | 0
Q_gen_MVar | 2 | 25 | 11 | 0
Q_gen_MVar | 2 | 25 | 12 | 0
Q_gen_MVar | 2 | 25 | 13 | 0
Q_gen_MVar | 2 | 25 | 14 | 0
Q_gen_MVar | 2 | 25 | 15 | 0
Q_gen_MVar | 2 | 25 | 16 | 0
Q_gen_MVar | 2 | 25 | 17 | 0
Q_gen_MVar | 2 | 25 | 18 | 0
Q_gen_MVar | 2 | 25 | 19 | 0
Q_gen_MVar | 2 | 25 | 20 | 0
Q_gen_MVar | 2 | 25 | 21 | 0
Q_gen_MVar | 2 | 25 | 22 | 0
Q_gen_MVar | 2 | 25 | 23 | 0
Q_gen_MVar | 2 | 25 | 24 | 0
Q_gen_MVar | 2 | 26 | 1 | 0
Q_gen_MVar | 2 | 26 | 2 | 0
Q_gen_MVar | 2 | 26 | 3 | 0
Q_gen_MVar | 2 | 26 | 4 | 0
Q_gen_MVar | 2 | 26 | 5 | 0
Q_gen_MVar | 2 | 26 | 6 | 0
Q_gen_MVar | 2 | 26 | 7 | 0
Q_gen_MVar | 2 | 26 | 8 | 0
Q_gen_MVar | 2 | 26 | 9 | 0
Q_gen_MVar | 2 | 26 | 10 | 0
Q_gen_MVar | 2 | 26 | 11 | 0
Q_gen_MVar | 2 | 26 | 12 | 0
Q_gen_MVar | 2 | 26 | 13 | 0
Q_gen_MVar | 2 | 26 | 14 | 0
Q_gen_MVar | 2 | 26 | 15 | 0
Q_gen_MVar | 2 | 26 | 16 | 0
Q_gen_MVar | 2 | 26 | 17 | 0
Q_gen_MVar | 2 | 26 | 18 | 0
Q_gen_MVar | 2 | 26 | 19 | 0
Q_gen_MVar | 2 | 26 | 20 | 0
Q_gen_MVar | 2 | 26 | 21 | 0
Q_gen_MVar | 2 | 26 | 22 | 0
Q_gen_MVar | 2 | 26 | 23 | 0
Q_gen_MVar | 2 | 26 | 24 | 0
Q_gen_MVar | 2 | 27 | 1 | 0
Q_gen_MVar | 2 | 27 | 2 | 0
Q_gen_MVar | 2 | 27 | 3 | 0
Q_gen_MVar | 2 | 27 | 4 | 0
Q_gen_MVar | 2 | 27 | 5 | 0
Q_gen_MVar | 2 | 27 | 6 | 0
Q_gen_MVar | 2 | 27 | 7 | 0
Q_gen_MVar | 2 | 27 | 8 | 0
Q_gen_MVar | 2 | 27 | 9 | 0
Q_gen_MVar | 2 | 27 | 10 | 0
Q_gen_MVar | 2 | 27 | 11 | 0
Q_gen_MVar | 2 | 27 | 12 | 0
Q_gen_MVar | 2 | 27 | 13 | 0
Q_gen_MVar | 2 | 27 | 14 | 0
Q_gen_MVar | 2 | 27 | 15 | 0
Q_gen_MVar | 2 | 27 | 16 | 0
Q_gen_MVar | 2 | 27 | 17 | 0
Q_gen_MVar | 2 | 27 | 18 | 0
Q_gen_MVar | 2 | 27 | 19 | 0
Q_gen_MVar | 2 | 27 | 20 | 0
Q_gen_MVar | 2 | 27 | 21 | 0
Q_gen_MVar | 2 | 27 | 22 | 0
Q_gen_MVar | 2 | 27 | 23 | 0
Q_gen_MVar | 2 | 27 | 24 | 0
Q_gen_MVar | 2 | 28 | 1 | 0
Q_gen_MVar | 2 | 28 | 2 | 0
Q_gen_MVar | 2 | 28 | 3 | 0
Q_gen_MVar | 2 | 28 | 4 | 0
Q_gen_MVar | 2 | 28 | 5 | 0
Q_gen_MVar | 2 | 28 | 6 | 0
Q_gen_MVar | 2 | 28 | 7 | 0
Q_gen_MVar | 2 | 28 | 8 | 0
Q_gen_MVar | 2 | 28 | 9 | 0
Q_gen_MVar | 2 | 28 | 10 | 0
Q_gen_MVar | 2 | 28 | 11 | 0
Q_gen_MVar | 2 | 28 | 12 | 0
Q_gen_MVar | 2 | 28 | 13 | 0
Q_gen_MVar | 2 | 28 | 14 | 0
Q_gen_MVar | 2 | 28 | 15 | 0
Q_gen_MVar | 2 | 28 | 16 | 0
Q_gen_MVar | 2 | 28 | 17 | 0
Q_gen_MVar | 2 | 28 | 18 | 0
Q_gen_MVar | 2 | 28 | 19 | 0
Q_gen_MVar | 2 | 28 | 20 | 0
Q_gen_MVar | 2 | 28 | 21 | 0
Q_gen_MVar | 2 | 28 | 22 | 0
Q_gen_MVar | 2 | 28 | 23 | 0
Q_gen_MVar | 2 | 28 | 24 | 0
Q_gen_MVar | 2 | 29 | 1 | 0
Q_gen_MVar | 2 | 29 | 2 | 0
Q_gen_MVar | 2 | 29 | 3 | 0
Q_gen_MVar | 2 | 29 | 4 | 0
Q_gen_MVar | 2 | 29 | 5 | 0
Q_gen_MVar | 2 | 29 | 6 | 0
Q_gen_MVar | 2 | 29 | 7 | 0
Q_gen_MVar | 2 | 29 | 8 | 0
Q_gen_MVar | 2 | 29 | 9 | 0
Q_gen_MVar | 2 | 29 | 10 | 0
Q_gen_MVar | 2 | 29 | 11 | 0
Q_gen_MVar | 2 | 29 | 12 | 0
Q_gen_MVar | 2 | 29 | 13 | 0
Q_gen_MVar | 2 | 29 | 14 | 0
Q_gen_MVar | 2 | 29 | 15 | 0
Q_gen_MVar | 2 | 29 | 16 | 0
Q_gen_MVar | 2 | 29 | 17 | 0
Q_gen_MVar | 2 | 29 | 18 | 0
Q_gen_MVar | 2 | 29 | 19 | 0
Q_gen_MVar | 2 | 29 | 20 | 0
Q_gen_MVar | 2 | 29 | 21 | 0
Q_gen_MVar | 2 | 29 | 22 | 0
Q_gen_MVar | 2 | 29 | 23 | 0
Q_gen_MVar | 2 | 29 | 24 | 0
Q_gen_MVar | 2 | 30 | 1 | 0
Q_gen_MVar | 2 | 30 | 2 | 0
Q_gen_MVar | 2 | 30 | 3 | 0
Q_gen_MVar | 2 | 30 | 4 | 0
Q_gen_MVar | 2 | 30 | 5 | 0
Q_gen_MVar | 2 | 30 | 6 | 0
Q_gen_MVar | 2 | 30 | 7 | 0
Q_gen_MVar | 2 | 30 | 8 | 0
Q_gen_MVar | 2 | 30 | 9 | 0
Q_gen_MVar | 2 | 30 | 10 | 0
Q_gen_MVar | 2 | 30 | 11 | 0
Q_gen_MVar | 2 | 30 | 12 | 0
Q_gen_MVar | 2 | 30 | 13 | 0
Q_gen_MVar | 2 | 30 | 14 | 0
Q_gen_MVar | 2 | 30 | 15 | 0
Q_gen_MVar | 2 | 30 | 16 | 0
Q_gen_MVar | 2 | 30 | 17 | 0
Q_gen_MVar | 2 | 30 | 18 | 0
Q_gen_MVar | 2 | 30 | 19 | 0
Q_gen_MVar | 2 | 30 | 20 | 0
Q_gen_MVar | 2 | 30 | 21 | 0
Q_gen_MVar | 2 | 30 | 22 | 0
Q_gen_MVar | 2 | 30 | 23 | 0
Q_gen_MVar | 2 | 30 | 24 | 0
Q_gen_MVar | 2 | 31 | 1 | 0
Q_gen_MVar | 2 | 31 | 2 | 0
Q_gen_MVar | 2 | 31 | 3 | 0
Q_gen_MVar | 2 | 31 | 4 | 0
Q_gen_MVar | 2 | 31 | 5 | 0
Q_gen_MVar | 2 | 31 | 6 | 0
Q_gen_MVar | 2 | 31 | 7 | 0
Q_gen_MVar | 2 | 31 | 8 | 0
Q_gen_MVar | 2 | 31 | 9 | 0
Q_gen_MVar | 2 | 31 | 10 | 0
Q_gen_MVar | 2 | 31 | 11 | 0
Q_gen_MVar | 2 | 31 | 12 | 0
Q_gen_MVar | 2 | 31 | 13 | 0
Q_gen_MVar | 2 | 31 | 14 | 0
Q_gen_MVar | 2 | 31 | 15 | 0
Q_gen_MVar | 2 | 31 | 16 | 0
Q_gen_MVar | 2 | 31 | 17 | 0
Q_gen_MVar | 2 | 31 | 18 | 0
Q_gen_MVar | 2 | 31 | 19 | 0
Q_gen_MVar | 2 | 31 | 20 | 0
Q_gen_MVar | 2 | 31 | 21 | 0
Q_gen_MVar | 2 | 31 | 22 | 0
Q_gen_MVar | 2 | 31 | 23 | 0
Q_gen_MVar | 2 | 31 | 24 | 0
Q_gen_MVar | 2 | 32 | 1 | 0
Q_gen_MVar | 2 | 32 | 2 | 0
Q_gen_MVar | 2 | 32 | 3 | 0
Q_gen_MVar | 2 | 32 | 4 | 0
Q_gen_MVar | 2 | 32 | 5 | 0
Q_gen_MVar | 2 | 32 | 6 | 0
Q_gen_MVar | 2 | 32 | 7 | 0
Q_gen_MVar | 2 | 32 | 8 | 0
Q_gen_MVar | 2 | 32 | 9 | 0
Q_gen_MVar | 2 | 32 | 10 | 0
Q_gen_MVar | 2 | 32 | 11 | 0
Q_gen_MVar | 2 | 32 | 12 | 0
Q_gen_MVar | 2 | 32 | 13 | 0
Q_gen_MVar | 2 | 32 | 14 | 0
Q_gen_MVar | 2 | 32 | 15 | 0
Q_gen_MVar | 2 | 32 | 16 | 0
Q_gen_MVar | 2 | 32 | 17 | 0
Q_gen_MVar | 2 | 32 | 18 | 0
Q_gen_MVar | 2 | 32 | 19 | 0
Q_gen_MVar | 2 | 32 | 20 | 0
Q_gen_MVar | 2 | 32 | 21 | 0
Q_gen_MVar | 2 | 32 | 22 | 0
Q_gen_MVar | 2 | 32 | 23 | 0
Q_gen_MVar | 2 | 32 | 24 | 0
Q_gen_MVar | 2 | 33 | 1 | 0
Q_gen_MVar | 2 | 33 | 2 | 0
Q_gen_MVar | 2 | 33 | 3 | 0
Q_gen_MVar | 2 | 33 | 4 | 0
Q_gen_MVar | 2 | 33 | 5 | 0
Q_gen_MVar | 2 | 33 | 6 | 0
Q_gen_MVar | 2 | 33 | 7 | 0
Q_gen_MVar | 2 | 33 | 8 | 0
Q_gen_MVar | 2 | 33 | 9 | 0
Q_gen_MVar | 2 | 33 | 10 | 0
Q_gen_MVar | 2 | 33 | 11 | 0
Q_gen_MVar | 2 | 33 | 12 | 0
Q_gen_MVar | 2 | 33 | 13 | 0
Q_gen_MVar | 2 | 33 | 14 | 0
Q_gen_MVar | 2 | 33 | 15 | 0
Q_gen_MVar | 2 | 33 | 16 | 0
Q_gen_MVar | 2 | 33 | 17 | 0
Q_gen_MVar | 2 | 33 | 18 | 0
Q_gen_MVar | 2 | 33 | 19 | 0
Q_gen_MVar | 2 | 33 | 20 | 0
Q_gen_MVar | 2 | 33 | 21 | 0
Q_gen_MVar | 2 | 33 | 22 | 0
Q_gen_MVar | 2 | 33 | 23 | 0
Q_gen_MVar | 2 | 33 | 24 | 0
Q_gen_MVar | 3 | 1 | 1 | 0
Q_gen_MVar | 3 | 1 | 2 | 0
Q_gen_MVar | 3 | 1 | 3 | 0
Q_gen_MVar | 3 | 1 | 4 | 0
Q_gen_MVar | 3 | 1 | 5 | 0
Q_gen_MVar | 3 | 1 | 6 | 0
Q_gen_MVar | 3 | 1 | 7 | 0
Q_gen_MVar | 3 | 1 | 8 | 0
Q_gen_MVar | 3 | 1 | 9 | 0
Q_gen_MVar | 3 | 1 | 10 | 0
Q_gen_MVar | 3 | 1 | 11 | 0
Q_gen_MVar | 3 | 1 | 12 | 0
Q_gen_MVar | 3 | 1 | 13 | 0
Q_gen_MVar | 3 | 1 | 14 | 0
Q_gen_MVar | 3 | 1 | 15 | 0
Q_gen_MVar | 3 | 1 | 16 | 0
Q_gen_MVar | 3 | 1 | 17 | 0
Q_gen_MVar | 3 | 1 | 18 | 0
Q_gen_MVar | 3 | 1 | 19 | 0
Q_gen_MVar | 3 | 1 | 20 | 0
Q_gen_MVar | 3 | 1 | 21 | 0
Q_gen_MVar | 3 | 1 | 22 | 0
Q_gen_MVar | 3 | 1 | 23 | 0
Q_gen_MVar | 3 | 1 | 24 | 0
Q_gen_MVar | 3 | 2 | 1 | 0
Q_gen_MVar | 3 | 2 | 2 | 0
Q_gen_MVar | 3 | 2 | 3 | 0
Q_gen_MVar | 3 | 2 | 4 | 0
Q_gen_MVar | 3 | 2 | 5 | 0
Q_gen_MVar | 3 | 2 | 6 | 0
Q_gen_MVar | 3 | 2 | 7 | 0
Q_gen_MVar | 3 | 2 | 8 | 0
Q_gen_MVar | 3 | 2 | 9 | 0
Q_gen_MVar | 3 | 2 | 10 | 0
Q_gen_MVar | 3 | 2 | 11 | 0
Q_gen_MVar | 3 | 2 | 12 | 0
Q_gen_MVar | 3 | 2 | 13 | 0
Q_gen_MVar | 3 | 2 | 14 | 0
Q_gen_MVar | 3 | 2 | 15 | 0
Q_gen_MVar | 3 | 2 | 16 | 0
Q_gen_MVar | 3 | 2 | 17 | 0
Q_gen_MVar | 3 | 2 | 18 | 0
Q_gen_MVar | 3 | 2 | 19 | 0
Q_gen_MVar | 3 | 2 | 20 | 0
Q_gen_MVar | 3 | 2 | 21 | 0
Q_gen_MVar | 3 | 2 | 22 | 0
Q_gen_MVar | 3 | 2 | 23 | 0
Q_gen_MVar | 3 | 2 | 24 | 0
Q_gen_MVar | 3 | 3 | 1 | 0
Q_gen_MVar | 3 | 3 | 2 | 0
Q_gen_MVar | 3 | 3 | 3 | 0
Q_gen_MVar | 3 | 3 | 4 | 0
Q_gen_MVar | 3 | 3 | 5 | 0
Q_gen_MVar | 3 | 3 | 6 | 0
Q_gen_MVar | 3 | 3 | 7 | 0
Q_gen_MVar | 3 | 3 | 8 | 0
Q_gen_MVar | 3 | 3 | 9 | 0
Q_gen_MVar | 3 | 3 | 10 | 0
Q_gen_MVar | 3 | 3 | 11 | 0
Q_gen_MVar | 3 | 3 | 12 | 0
Q_gen_MVar | 3 | 3 | 13 | 0
Q_gen_MVar | 3 | 3 | 14 | 0
Q_gen_MVar | 3 | 3 | 15 | 0
Q_gen_MVar | 3 | 3 | 16 | 0
Q_gen_MVar | 3 | 3 | 17 | 0
Q_gen_MVar | 3 | 3 | 18 | 0
Q_gen_MVar | 3 | 3 | 19 | 0
Q_gen_MVar | 3 | 3 | 20 | 0
Q_gen_MVar | 3 | 3 | 21 | 0
Q_gen_MVar | 3 | 3 | 22 | 0
Q_gen_MVar | 3 | 3 | 23 | 0
Q_gen_MVar | 3 | 3 | 24 | 0
Q_gen_MVar | 3 | 4 | 1 | 0
Q_gen_MVar | 3 | 4 | 2 | 0
Q_gen_MVar | 3 | 4 | 3 | 0
Q_gen_MVar | 3 | 4 | 4 | 0
Q_gen_MVar | 3 | 4 | 5 | 0
Q_gen_MVar | 3 | 4 | 6 | 0
Q_gen_MVar | 3 | 4 | 7 | 0
Q_gen_MVar | 3 | 4 | 8 | 0
Q_gen_MVar | 3 | 4 | 9 | 0
Q_gen_MVar | 3 | 4 | 10 | 0
Q_gen_MVar | 3 | 4 | 11 | 0
Q_gen_MVar | 3 | 4 | 12 | 0
Q_gen_MVar | 3 | 4 | 13 | 0
Q_gen_MVar | 3 | 4 | 14 | 0
Q_gen_MVar | 3 | 4 | 15 | 0
Q_gen_MVar | 3 | 4 | 16 | 0
Q_gen_MVar | 3 | 4 | 17 | 0
Q_gen_MVar | 3 | 4 | 18 | 0
Q_gen_MVar | 3 | 4 | 19 | 0
Q_gen_MVar | 3 | 4 | 20 | 0
Q_gen_MVar | 3 | 4 | 21 | 0
Q_gen_MVar | 3 | 4 | 22 | 0
Q_gen_MVar | 3 | 4 | 23 | 0
Q_gen_MVar | 3 | 4 | 24 | 0
Q_gen_MVar | 3 | 5 | 1 | 0
Q_gen_MVar | 3 | 5 | 2 | 0
Q_gen_MVar | 3 | 5 | 3 | 0
Q_gen_MVar | 3 | 5 | 4 | 0
Q_gen_MVar | 3 | 5 | 5 | 0
Q_gen_MVar | 3 | 5 | 6 | 0
Q_gen_MVar | 3 | 5 | 7 | 0
Q_gen_MVar | 3 | 5 | 8 | 0
Q_gen_MVar | 3 | 5 | 9 | 0
Q_gen_MVar | 3 | 5 | 10 | 0
Q_gen_MVar | 3 | 5 | 11 | 0
Q_gen_MVar | 3 | 5 | 12 | 0
Q_gen_MVar | 3 | 5 | 13 | 0
Q_gen_MVar | 3 | 5 | 14 | 0
Q_gen_MVar | 3 | 5 | 15 | 0
Q_gen_MVar | 3 | 5 | 16 | 0
Q_gen_MVar | 3 | 5 | 17 | 0
Q_gen_MVar | 3 | 5 | 18 | 0
Q_gen_MVar | 3 | 5 | 19 | 0
Q_gen_MVar | 3 | 5 | 20 | 0
Q_gen_MVar | 3 | 5 | 21 | 0
Q_gen_MVar | 3 | 5 | 22 | 0
Q_gen_MVar | 3 | 5 | 23 | 0
Q_gen_MVar | 3 | 5 | 24 | 0
Q_gen_MVar | 3 | 6 | 1 | 0
Q_gen_MVar | 3 | 6 | 2 | 0
Q_gen_MVar | 3 | 6 | 3 | 0
Q_gen_MVar | 3 | 6 | 4 | 0
Q_gen_MVar | 3 | 6 | 5 | 0
Q_gen_MVar | 3 | 6 | 6 | 0
Q_gen_MVar | 3 | 6 | 7 | 0
Q_gen_MVar | 3 | 6 | 8 | 0
Q_gen_MVar | 3 | 6 | 9 | 0
Q_gen_MVar | 3 | 6 | 10 | 0
Q_gen_MVar | 3 | 6 | 11 | 0
Q_gen_MVar | 3 | 6 | 12 | 0
Q_gen_MVar | 3 | 6 | 13 | 0
Q_gen_MVar | 3 | 6 | 14 | 0
Q_gen_MVar | 3 | 6 | 15 | 0
Q_gen_MVar | 3 | 6 | 16 | 0
Q_gen_MVar | 3 | 6 | 17 | 0
Q_gen_MVar | 3 | 6 | 18 | 0
Q_gen_MVar | 3 | 6 | 19 | 0
Q_gen_MVar | 3 | 6 | 20 | 0
Q_gen_MVar | 3 | 6 | 21 | 0
Q_gen_MVar | 3 | 6 | 22 | 0
Q_gen_MVar | 3 | 6 | 23 | 0
Q_gen_MVar | 3 | 6 | 24 | 0
Q_gen_MVar | 3 | 7 | 1 | 0
Q_gen_MVar | 3 | 7 | 2 | 0
Q_gen_MVar | 3 | 7 | 3 | 0
Q_gen_MVar | 3 | 7 | 4 | 0
Q_gen_MVar | 3 | 7 | 5 | 0
Q_gen_MVar | 3 | 7 | 6 | 0
Q_gen_MVar | 3 | 7 | 7 | 0
Q_gen_MVar | 3 | 7 | 8 | 0
Q_gen_MVar | 3 | 7 | 9 | 0
Q_gen_MVar | 3 | 7 | 10 | 0
Q_gen_MVar | 3 | 7 | 11 | 0
Q_gen_MVar | 3 | 7 | 12 | 0
Q_gen_MVar | 3 | 7 | 13 | 0
Q_gen_MVar | 3 | 7 | 14 | 0
Q_gen_MVar | 3 | 7 | 15 | 0
Q_gen_MVar | 3 | 7 | 16 | 0
Q_gen_MVar | 3 | 7 | 17 | 0
Q_gen_MVar | 3 | 7 | 18 | 0
Q_gen_MVar | 3 | 7 | 19 | 0
Q_gen_MVar | 3 | 7 | 20 | 0
Q_gen_MVar | 3 | 7 | 21 | 0
Q_gen_MVar | 3 | 7 | 22 | 0
Q_gen_MVar | 3 | 7 | 23 | 0
Q_gen_MVar | 3 | 7 | 24 | 0
Q_gen_MVar | 3 | 8 | 1 | 0
Q_gen_MVar | 3 | 8 | 2 | 0
Q_gen_MVar | 3 | 8 | 3 | 0
Q_gen_MVar | 3 | 8 | 4 | 0
Q_gen_MVar | 3 | 8 | 5 | 0
Q_gen_MVar | 3 | 8 | 6 | 0
Q_gen_MVar | 3 | 8 | 7 | 0
Q_gen_MVar | 3 | 8 | 8 | 0
Q_gen_MVar | 3 | 8 | 9 | 0
Q_gen_MVar | 3 | 8 | 10 | 0
Q_gen_MVar | 3 | 8 | 11 | 0
Q_gen_MVar | 3 | 8 | 12 | 0
Q_gen_MVar | 3 | 8 | 13 | 0
Q_gen_MVar | 3 | 8 | 14 | 0
Q_gen_MVar | 3 | 8 | 15 | 0
Q_gen_MVar | 3 | 8 | 16 | 0
Q_gen_MVar | 3 | 8 | 17 | 0
Q_gen_MVar | 3 | 8 | 18 | 0
Q_gen_MVar | 3 | 8 | 19 | 0
Q_gen_MVar | 3 | 8 | 20 | 0
Q_gen_MVar | 3 | 8 | 21 | 0
Q_gen_MVar | 3 | 8 | 22 | 0
Q_gen_MVar | 3 | 8 | 23 | 0
Q_gen_MVar | 3 | 8 | 24 | 0
Q_gen_MVar | 3 | 9 | 1 | 0
Q_gen_MVar | 3 | 9 | 2 | 0
Q_gen_MVar | 3 | 9 | 3 | 0
Q_gen_MVar | 3 | 9 | 4 | 0
Q_gen_MVar | 3 | 9 | 5 | 0
Q_gen_MVar | 3 | 9 | 6 | 0
Q_gen_MVar | 3 | 9 | 7 | 0
Q_gen_MVar | 3 | 9 | 8 | 0
Q_gen_MVar | 3 | 9 | 9 | 0
Q_gen_MVar | 3 | 9 | 10 | 0
Q_gen_MVar | 3 | 9 | 11 | 0
Q_gen_MVar | 3 | 9 | 12 | 0
Q_gen_MVar | 3 | 9 | 13 | 0
Q_gen_MVar | 3 | 9 | 14 | 0
Q_gen_MVar | 3 | 9 | 15 | 0
Q_gen_MVar | 3 | 9 | 16 | 0
Q_gen_MVar | 3 | 9 | 17 | 0
Q_gen_MVar | 3 | 9 | 18 | 0
Q_gen_MVar | 3 | 9 | 19 | 0
Q_gen_MVar | 3 | 9 | 20 | 0
Q_gen_MVar | 3 | 9 | 21 | 0
Q_gen_MVar | 3 | 9 | 22 | 0
Q_gen_MVar | 3 | 9 | 23 | 0
Q_gen_MVar | 3 | 9 | 24 | 0
Q_gen_MVar | 3 | 10 | 1 | 0
Q_gen_MVar | 3 | 10 | 2 | 0
Q_gen_MVar | 3 | 10 | 3 | 0
Q_gen_MVar | 3 | 10 | 4 | 0
Q_gen_MVar | 3 | 10 | 5 | 0
Q_gen_MVar | 3 | 10 | 6 | 0
Q_gen_MVar | 3 | 10 | 7 | 0
Q_gen_MVar | 3 | 10 | 8 | 0
Q_gen_MVar | 3 | 10 | 9 | 0
Q_gen_MVar | 3 | 10 | 10 | 0
Q_gen_MVar | 3 | 10 | 11 | 0
Q_gen_MVar | 3 | 10 | 12 | 0
Q_gen_MVar | 3 | 10 | 13 | 0
Q_gen_MVar | 3 | 10 | 14 | 0
Q_gen_MVar | 3 | 10 | 15 | 0
Q_gen_MVar | 3 | 10 | 16 | 0
Q_gen_MVar | 3 | 10 | 17 | 0
Q_gen_MVar | 3 | 10 | 18 | 0
Q_gen_MVar | 3 | 10 | 19 | 0
Q_gen_MVar | 3 | 10 | 20 | 0
Q_gen_MVar | 3 | 10 | 21 | 0
Q_gen_MVar | 3 | 10 | 22 | 0
Q_gen_MVar | 3 | 10 | 23 | 0
Q_gen_MVar | 3 | 10 | 24 | 0
Q_gen_MVar | 3 | 11 | 1 | 0
Q_gen_MVar | 3 | 11 | 2 | 0
Q_gen_MVar | 3 | 11 | 3 | 0
Q_gen_MVar | 3 | 11 | 4 | 0
Q_gen_MVar | 3 | 11 | 5 | 0
Q_gen_MVar | 3 | 11 | 6 | 0
Q_gen_MVar | 3 | 11 | 7 | 0
Q_gen_MVar | 3 | 11 | 8 | 0
Q_gen_MVar | 3 | 11 | 9 | 0
Q_gen_MVar | 3 | 11 | 10 | 0
Q_gen_MVar | 3 | 11 | 11 | 0
Q_gen_MVar | 3 | 11 | 12 | 0
Q_gen_MVar | 3 | 11 | 13 | 0
Q_gen_MVar | 3 | 11 | 14 | 0
Q_gen_MVar | 3 | 11 | 15 | 0
Q_gen_MVar | 3 | 11 | 16 | 0
Q_gen_MVar | 3 | 11 | 17 | 0
Q_gen_MVar | 3 | 11 | 18 | 0
Q_gen_MVar | 3 | 11 | 19 | 0
Q_gen_MVar | 3 | 11 | 20 | 0
Q_gen_MVar | 3 | 11 | 21 | 0
Q_gen_MVar | 3 | 11 | 22 | 0
Q_gen_MVar | 3 | 11 | 23 | 0
Q_gen_MVar | 3 | 11 | 24 | 0
Q_gen_MVar | 3 | 12 | 1 | 0
Q_gen_MVar | 3 | 12 | 2 | 0
Q_gen_MVar | 3 | 12 | 3 | 0
Q_gen_MVar | 3 | 12 | 4 | 0
Q_gen_MVar | 3 | 12 | 5 | 0
Q_gen_MVar | 3 | 12 | 6 | 0
Q_gen_MVar | 3 | 12 | 7 | 0
Q_gen_MVar | 3 | 12 | 8 | 0
Q_gen_MVar | 3 | 12 | 9 | 0
Q_gen_MVar | 3 | 12 | 10 | 0
Q_gen_MVar | 3 | 12 | 11 | 0
Q_gen_MVar | 3 | 12 | 12 | 0
Q_gen_MVar | 3 | 12 | 13 | 0
Q_gen_MVar | 3 | 12 | 14 | 0
Q_gen_MVar | 3 | 12 | 15 | 0
Q_gen_MVar | 3 | 12 | 16 | 0
Q_gen_MVar | 3 | 12 | 17 | 0
Q_gen_MVar | 3 | 12 | 18 | 0
Q_gen_MVar | 3 | 12 | 19 | 0
Q_gen_MVar | 3 | 12 | 20 | 0
Q_gen_MVar | 3 | 12 | 21 | 0
Q_gen_MVar | 3 | 12 | 22 | 0
Q_gen_MVar | 3 | 12 | 23 | 0
Q_gen_MVar | 3 | 12 | 24 | 0
Q_gen_MVar | 3 | 13 | 1 | 0
Q_gen_MVar | 3 | 13 | 2 | 0
Q_gen_MVar | 3 | 13 | 3 | 0
Q_gen_MVar | 3 | 13 | 4 | 0
Q_gen_MVar | 3 | 13 | 5 | 0
Q_gen_MVar | 3 | 13 | 6 | 0
Q_gen_MVar | 3 | 13 | 7 | 0
Q_gen_MVar | 3 | 13 | 8 | 0
Q_gen_MVar | 3 | 13 | 9 | 0
Q_gen_MVar | 3 | 13 | 10 | 0
Q_gen_MVar | 3 | 13 | 11 | 0
Q_gen_MVar | 3 | 13 | 12 | 0
Q_gen_MVar | 3 | 13 | 13 | 0
Q_gen_MVar | 3 | 13 | 14 | 0
Q_gen_MVar | 3 | 13 | 15 | 0
Q_gen_MVar | 3 | 13 | 16 | 0
Q_gen_MVar | 3 | 13 | 17 | 0
Q_gen_MVar | 3 | 13 | 18 | 0
Q_gen_MVar | 3 | 13 | 19 | 0
Q_gen_MVar | 3 | 13 | 20 | 0
Q_gen_MVar | 3 | 13 | 21 | 0
Q_gen_MVar | 3 | 13 | 22 | 0
Q_gen_MVar | 3 | 13 | 23 | 0
Q_gen_MVar | 3 | 13 | 24 | 0
Q_gen_MVar | 3 | 14 | 1 | 0
Q_gen_MVar | 3 | 14 | 2 | 0
Q_gen_MVar | 3 | 14 | 3 | 0
Q_gen_MVar | 3 | 14 | 4 | 0
Q_gen_MVar | 3 | 14 | 5 | 0
Q_gen_MVar | 3 | 14 | 6 | 0
Q_gen_MVar | 3 | 14 | 7 | 0
Q_gen_MVar | 3 | 14 | 8 | 0
Q_gen_MVar | 3 | 14 | 9 | 0
Q_gen_MVar | 3 | 14 | 10 | 0
Q_gen_MVar | 3 | 14 | 11 | 0
Q_gen_MVar | 3 | 14 | 12 | 0
Q_gen_MVar | 3 | 14 | 13 | 0
Q_gen_MVar | 3 | 14 | 14 | 0
Q_gen_MVar | 3 | 14 | 15 | 0
Q_gen_MVar | 3 | 14 | 16 | 0
Q_gen_MVar | 3 | 14 | 17 | 0
Q_gen_MVar | 3 | 14 | 18 | 0
Q_gen_MVar | 3 | 14 | 19 | 0
Q_gen_MVar | 3 | 14 | 20 | 0
Q_gen_MVar | 3 | 14 | 21 | 0
Q_gen_MVar | 3 | 14 | 22 | 0
Q_gen_MVar | 3 | 14 | 23 | 0
Q_gen_MVar | 3 | 14 | 24 | 0
Q_gen_MVar | 3 | 15 | 1 | 0
Q_gen_MVar | 3 | 15 | 2 | 0
Q_gen_MVar | 3 | 15 | 3 | 0
Q_gen_MVar | 3 | 15 | 4 | 0
Q_gen_MVar | 3 | 15 | 5 | 0
Q_gen_MVar | 3 | 15 | 6 | 0
Q_gen_MVar | 3 | 15 | 7 | 0
Q_gen_MVar | 3 | 15 | 8 | 0
Q_gen_MVar | 3 | 15 | 9 | 0
Q_gen_MVar | 3 | 15 | 10 | 0
Q_gen_MVar | 3 | 15 | 11 | 0
Q_gen_MVar | 3 | 15 | 12 | 0
Q_gen_MVar | 3 | 15 | 13 | 0
Q_gen_MVar | 3 | 15 | 14 | 0
Q_gen_MVar | 3 | 15 | 15 | 0
Q_gen_MVar | 3 | 15 | 16 | 0
Q_gen_MVar | 3 | 15 | 17 | 0
Q_gen_MVar | 3 | 15 | 18 | 0
Q_gen_MVar | 3 | 15 | 19 | 0
Q_gen_MVar | 3 | 15 | 20 | 0
Q_gen_MVar | 3 | 15 | 21 | 0
Q_gen_MVar | 3 | 15 | 22 | 0
Q_gen_MVar | 3 | 15 | 23 | 0
Q_gen_MVar | 3 | 15 | 24 | 0
Q_gen_MVar | 3 | 16 | 1 | 0
Q_gen_MVar | 3 | 16 | 2 | 0
Q_gen_MVar | 3 | 16 | 3 | 0
Q_gen_MVar | 3 | 16 | 4 | 0
Q_gen_MVar | 3 | 16 | 5 | 0
Q_gen_MVar | 3 | 16 | 6 | 0
Q_gen_MVar | 3 | 16 | 7 | 0
Q_gen_MVar | 3 | 16 | 8 | 0
Q_gen_MVar | 3 | 16 | 9 | 0
Q_gen_MVar | 3 | 16 | 10 | 0
Q_gen_MVar | 3 | 16 | 11 | 0
Q_gen_MVar | 3 | 16 | 12 | 0
Q_gen_MVar | 3 | 16 | 13 | 0
Q_gen_MVar | 3 | 16 | 14 | 0
Q_gen_MVar | 3 | 16 | 15 | 0
Q_gen_MVar | 3 | 16 | 16 | 0
Q_gen_MVar | 3 | 16 | 17 | 0
Q_gen_MVar | 3 | 16 | 18 | 0
Q_gen_MVar | 3 | 16 | 19 | 0
Q_gen_MVar | 3 | 16 | 20 | 0
Q_gen_MVar | 3 | 16 | 21 | 0
Q_gen_MVar | 3 | 16 | 22 | 0
Q_gen_MVar | 3 | 16 | 23 | 0
Q_gen_MVar | 3 | 16 | 24 | 0
Q_gen_MVar | 3 | 17 | 1 | 0
Q_gen_MVar | 3 | 17 | 2 | 0
Q_gen_MVar | 3 | 17 | 3 | 0
Q_gen_MVar | 3 | 17 | 4 | 0
Q_gen_MVar | 3 | 17 | 5 | 0
Q_gen_MVar | 3 | 17 | 6 | 0
Q_gen_MVar | 3 | 17 | 7 | 0
Q_gen_MVar | 3 | 17 | 8 | 0
Q_gen_MVar | 3 | 17 | 9 | 0
Q_gen_MVar | 3 | 17 | 10 | 0
Q_gen_MVar | 3 | 17 | 11 | 0
Q_gen_MVar | 3 | 17 | 12 | 0
Q_gen_MVar | 3 | 17 | 13 | 0
Q_gen_MVar | 3 | 17 | 14 | 0
Q_gen_MVar | 3 | 17 | 15 | 0
Q_gen_MVar | 3 | 17 | 16 | 0
Q_gen_MVar | 3 | 17 | 17 | 0
Q_gen_MVar | 3 | 17 | 18 | 0
Q_gen_MVar | 3 | 17 | 19 | 0
Q_gen_MVar | 3 | 17 | 20 | 0
Q_gen_MVar | 3 | 17 | 21 | 0
Q_gen_MVar | 3 | 17 | 22 | 0
Q_gen_MVar | 3 | 17 | 23 | 0
Q_gen_MVar | 3 | 17 | 24 | 0
Q_gen_MVar | 3 | 18 | 1 | 0
Q_gen_MVar | 3 | 18 | 2 | 0
Q_gen_MVar | 3 | 18 | 3 | 0
Q_gen_MVar | 3 | 18 | 4 | 0
Q_gen_MVar | 3 | 18 | 5 | 0
Q_gen_MVar | 3 | 18 | 6 | 0
Q_gen_MVar | 3 | 18 | 7 | 0
Q_gen_MVar | 3 | 18 | 8 | 0
Q_gen_MVar | 3 | 18 | 9 | 0
Q_gen_MVar | 3 | 18 | 10 | 0
Q_gen_MVar | 3 | 18 | 11 | 0
Q_gen_MVar | 3 | 18 | 12 | 0
Q_gen_MVar | 3 | 18 | 13 | 0
Q_gen_MVar | 3 | 18 | 14 | 0
Q_gen_MVar | 3 | 18 | 15 | 0
Q_gen_MVar | 3 | 18 | 16 | 0
Q_gen_MVar | 3 | 18 | 17 | 0
Q_gen_MVar | 3 | 18 | 18 | 0
Q_gen_MVar | 3 | 18 | 19 | 0
Q_gen_MVar | 3 | 18 | 20 | 0
Q_gen_MVar | 3 | 18 | 21 | 0
Q_gen_MVar | 3 | 18 | 22 | 0
Q_gen_MVar | 3 | 18 | 23 | 0
Q_gen_MVar | 3 | 18 | 24 | 0
Q_gen_MVar | 3 | 19 | 1 | 0
Q_gen_MVar | 3 | 19 | 2 | 0
Q_gen_MVar | 3 | 19 | 3 | 0
Q_gen_MVar | 3 | 19 | 4 | 0
Q_gen_MVar | 3 | 19 | 5 | 0
Q_gen_MVar | 3 | 19 | 6 | 0
Q_gen_MVar | 3 | 19 | 7 | 0
Q_gen_MVar | 3 | 19 | 8 | 0
Q_gen_MVar | 3 | 19 | 9 | 0
Q_gen_MVar | 3 | 19 | 10 | 0
Q_gen_MVar | 3 | 19 | 11 | 0
Q_gen_MVar | 3 | 19 | 12 | 0
Q_gen_MVar | 3 | 19 | 13 | 0
Q_gen_MVar | 3 | 19 | 14 | 0
Q_gen_MVar | 3 | 19 | 15 | 0
Q_gen_MVar | 3 | 19 | 16 | 0
Q_gen_MVar | 3 | 19 | 17 | 0
Q_gen_MVar | 3 | 19 | 18 | 0
Q_gen_MVar | 3 | 19 | 19 | 0
Q_gen_MVar | 3 | 19 | 20 | 0
Q_gen_MVar | 3 | 19 | 21 | 0
Q_gen_MVar | 3 | 19 | 22 | 0
Q_gen_MVar | 3 | 19 | 23 | 0
Q_gen_MVar | 3 | 19 | 24 | 0
Q_gen_MVar | 3 | 20 | 1 | 0
Q_gen_MVar | 3 | 20 | 2 | 0
Q_gen_MVar | 3 | 20 | 3 | 0
Q_gen_MVar | 3 | 20 | 4 | 0
Q_gen_MVar | 3 | 20 | 5 | 0
Q_gen_MVar | 3 | 20 | 6 | 0
Q_gen_MVar | 3 | 20 | 7 | 0
Q_gen_MVar | 3 | 20 | 8 | 0
Q_gen_MVar | 3 | 20 | 9 | 0
Q_gen_MVar | 3 | 20 | 10 | 0
Q_gen_MVar | 3 | 20 | 11 | 0
Q_gen_MVar | 3 | 20 | 12 | 0
Q_gen_MVar | 3 | 20 | 13 | 0
Q_gen_MVar | 3 | 20 | 14 | 0
Q_gen_MVar | 3 | 20 | 15 | 0
Q_gen_MVar | 3 | 20 | 16 | 0
Q_gen_MVar | 3 | 20 | 17 | 0
Q_gen_MVar | 3 | 20 | 18 | 0
Q_gen_MVar | 3 | 20 | 19 | 0
Q_gen_MVar | 3 | 20 | 20 | 0
Q_gen_MVar | 3 | 20 | 21 | 0
Q_gen_MVar | 3 | 20 | 22 | 0
Q_gen_MVar | 3 | 20 | 23 | 0
Q_gen_MVar | 3 | 20 | 24 | 0
Q_gen_MVar | 3 | 21 | 1 | 0
Q_gen_MVar | 3 | 21 | 2 | 0
Q_gen_MVar | 3 | 21 | 3 | 0
Q_gen_MVar | 3 | 21 | 4 | 0
Q_gen_MVar | 3 | 21 | 5 | 0
Q_gen_MVar | 3 | 21 | 6 | 0
Q_gen_MVar | 3 | 21 | 7 | 0
Q_gen_MVar | 3 | 21 | 8 | 0
Q_gen_MVar | 3 | 21 | 9 | 0
Q_gen_MVar | 3 | 21 | 10 | 0
Q_gen_MVar | 3 | 21 | 11 | 0
Q_gen_MVar | 3 | 21 | 12 | 0
Q_gen_MVar | 3 | 21 | 13 | 0
Q_gen_MVar | 3 | 21 | 14 | 0
Q_gen_MVar | 3 | 21 | 15 | 0
Q_gen_MVar | 3 | 21 | 16 | 0
Q_gen_MVar | 3 | 21 | 17 | 0
Q_gen_MVar | 3 | 21 | 18 | 0
Q_gen_MVar | 3 | 21 | 19 | 0
Q_gen_MVar | 3 | 21 | 20 | 0
Q_gen_MVar | 3 | 21 | 21 | 0
Q_gen_MVar | 3 | 21 | 22 | 0
Q_gen_MVar | 3 | 21 | 23 | 0
Q_gen_MVar | 3 | 21 | 24 | 0
Q_gen_MVar | 3 | 22 | 1 | 0
Q_gen_MVar | 3 | 22 | 2 | 0
Q_gen_MVar | 3 | 22 | 3 | 0
Q_gen_MVar | 3 | 22 | 4 | 0
Q_gen_MVar | 3 | 22 | 5 | 0
Q_gen_MVar | 3 | 22 | 6 | 0
Q_gen_MVar | 3 | 22 | 7 | 0
Q_gen_MVar | 3 | 22 | 8 | 0
Q_gen_MVar | 3 | 22 | 9 | 0
Q_gen_MVar | 3 | 22 | 10 | 0
Q_gen_MVar | 3 | 22 | 11 | 0
Q_gen_MVar | 3 | 22 | 12 | 0
Q_gen_MVar | 3 | 22 | 13 | 0
Q_gen_MVar | 3 | 22 | 14 | 0
Q_gen_MVar | 3 | 22 | 15 | 0
Q_gen_MVar | 3 | 22 | 16 | 0
Q_gen_MVar | 3 | 22 | 17 | 0
Q_gen_MVar | 3 | 22 | 18 | 0
Q_gen_MVar | 3 | 22 | 19 | 0
Q_gen_MVar | 3 | 22 | 20 | 0
Q_gen_MVar | 3 | 22 | 21 | 0
Q_gen_MVar | 3 | 22 | 22 | 0
Q_gen_MVar | 3 | 22 | 23 | 0
Q_gen_MVar | 3 | 22 | 24 | 0
Q_gen_MVar | 3 | 23 | 1 | 0
Q_gen_MVar | 3 | 23 | 2 | 0
Q_gen_MVar | 3 | 23 | 3 | 0
Q_gen_MVar | 3 | 23 | 4 | 0
Q_gen_MVar | 3 | 23 | 5 | 0
Q_gen_MVar | 3 | 23 | 6 | 0
Q_gen_MVar | 3 | 23 | 7 | 0
Q_gen_MVar | 3 | 23 | 8 | 0
Q_gen_MVar | 3 | 23 | 9 | 0
Q_gen_MVar | 3 | 23 | 10 | 0
Q_gen_MVar | 3 | 23 | 11 | 0
Q_gen_MVar | 3 | 23 | 12 | 0
Q_gen_MVar | 3 | 23 | 13 | 0
Q_gen_MVar | 3 | 23 | 14 | 0
Q_gen_MVar | 3 | 23 | 15 | 0
Q_gen_MVar | 3 | 23 | 16 | 0
Q_gen_MVar | 3 | 23 | 17 | 0
Q_gen_MVar | 3 | 23 | 18 | 0
Q_gen_MVar | 3 | 23 | 19 | 0
Q_gen_MVar | 3 | 23 | 20 | 0
Q_gen_MVar | 3 | 23 | 21 | 0
Q_gen_MVar | 3 | 23 | 22 | 0
Q_gen_MVar | 3 | 23 | 23 | 0
Q_gen_MVar | 3 | 23 | 24 | 0
Q_gen_MVar | 3 | 24 | 1 | 0
Q_gen_MVar | 3 | 24 | 2 | 0
Q_gen_MVar | 3 | 24 | 3 | 0
Q_gen_MVar | 3 | 24 | 4 | 0
Q_gen_MVar | 3 | 24 | 5 | 0
Q_gen_MVar | 3 | 24 | 6 | 0
Q_gen_MVar | 3 | 24 | 7 | 0
Q_gen_MVar | 3 | 24 | 8 | 0
Q_gen_MVar | 3 | 24 | 9 | 0
Q_gen_MVar | 3 | 24 | 10 | 0
Q_gen_MVar | 3 | 24 | 11 | 0
Q_gen_MVar | 3 | 24 | 12 | 0
Q_gen_MVar | 3 | 24 | 13 | 0
Q_gen_MVar | 3 | 24 | 14 | 0
Q_gen_MVar | 3 | 24 | 15 | 0
Q_gen_MVar | 3 | 24 | 16 | 0
Q_gen_MVar | 3 | 24 | 17 | 0
Q_gen_MVar | 3 | 24 | 18 | 0
Q_gen_MVar | 3 | 24 | 19 | 0
Q_gen_MVar | 3 | 24 | 20 | 0
Q_gen_MVar | 3 | 24 | 21 | 0
Q_gen_MVar | 3 | 24 | 22 | 0
Q_gen_MVar | 3 | 24 | 23 | 0
Q_gen_MVar | 3 | 24 | 24 | 0
Q_gen_MVar | 3 | 25 | 1 | 0
Q_gen_MVar | 3 | 25 | 2 | 0
Q_gen_MVar | 3 | 25 | 3 | 0
Q_gen_MVar | 3 | 25 | 4 | 0
Q_gen_MVar | 3 | 25 | 5 | 0
Q_gen_MVar | 3 | 25 | 6 | 0
Q_gen_MVar | 3 | 25 | 7 | 0
Q_gen_MVar | 3 | 25 | 8 | 0
Q_gen_MVar | 3 | 25 | 9 | 0
Q_gen_MVar | 3 | 25 | 10 | 0
Q_gen_MVar | 3 | 25 | 11 | 0
Q_gen_MVar | 3 | 25 | 12 | 0
Q_gen_MVar | 3 | 25 | 13 | 0
Q_gen_MVar | 3 | 25 | 14 | 0
Q_gen_MVar | 3 | 25 | 15 | 0
Q_gen_MVar | 3 | 25 | 16 | 0
Q_gen_MVar | 3 | 25 | 17 | 0
Q_gen_MVar | 3 | 25 | 18 | 0
Q_gen_MVar | 3 | 25 | 19 | 0
Q_gen_MVar | 3 | 25 | 20 | 0
Q_gen_MVar | 3 | 25 | 21 | 0
Q_gen_MVar | 3 | 25 | 22 | 0
Q_gen_MVar | 3 | 25 | 23 | 0
Q_gen_MVar | 3 | 25 | 24 | 0
Q_gen_MVar | 3 | 26 | 1 | 0
Q_gen_MVar | 3 | 26 | 2 | 0
Q_gen_MVar | 3 | 26 | 3 | 0
Q_gen_MVar | 3 | 26 | 4 | 0
Q_gen_MVar | 3 | 26 | 5 | 0
Q_gen_MVar | 3 | 26 | 6 | 0
Q_gen_MVar | 3 | 26 | 7 | 0
Q_gen_MVar | 3 | 26 | 8 | 0
Q_gen_MVar | 3 | 26 | 9 | 0
Q_gen_MVar | 3 | 26 | 10 | 0
Q_gen_MVar | 3 | 26 | 11 | 0
Q_gen_MVar | 3 | 26 | 12 | 0
Q_gen_MVar | 3 | 26 | 13 | 0
Q_gen_MVar | 3 | 26 | 14 | 0
Q_gen_MVar | 3 | 26 | 15 | 0
Q_gen_MVar | 3 | 26 | 16 | 0
Q_gen_MVar | 3 | 26 | 17 | 0
Q_gen_MVar | 3 | 26 | 18 | 0
Q_gen_MVar | 3 | 26 | 19 | 0
Q_gen_MVar | 3 | 26 | 20 | 0
Q_gen_MVar | 3 | 26 | 21 | 0
Q_gen_MVar | 3 | 26 | 22 | 0
Q_gen_MVar | 3 | 26 | 23 | 0
Q_gen_MVar | 3 | 26 | 24 | 0
Q_gen_MVar | 3 | 27 | 1 | 0
Q_gen_MVar | 3 | 27 | 2 | 0
Q_gen_MVar | 3 | 27 | 3 | 0
Q_gen_MVar | 3 | 27 | 4 | 0
Q_gen_MVar | 3 | 27 | 5 | 0
Q_gen_MVar | 3 | 27 | 6 | 0
Q_gen_MVar | 3 | 27 | 7 | 0
Q_gen_MVar | 3 | 27 | 8 | 0
Q_gen_MVar | 3 | 27 | 9 | 0
Q_gen_MVar | 3 | 27 | 10 | 0
Q_gen_MVar | 3 | 27 | 11 | 0
Q_gen_MVar | 3 | 27 | 12 | 0
Q_gen_MVar | 3 | 27 | 13 | 0
Q_gen_MVar | 3 | 27 | 14 | 0
Q_gen_MVar | 3 | 27 | 15 | 0
Q_gen_MVar | 3 | 27 | 16 | 0
Q_gen_MVar | 3 | 27 | 17 | 0
Q_gen_MVar | 3 | 27 | 18 | 0
Q_gen_MVar | 3 | 27 | 19 | 0
Q_gen_MVar | 3 | 27 | 20 | 0
Q_gen_MVar | 3 | 27 | 21 | 0
Q_gen_MVar | 3 | 27 | 22 | 0
Q_gen_MVar | 3 | 27 | 23 | 0
Q_gen_MVar | 3 | 27 | 24 | 0
Q_gen_MVar | 3 | 28 | 1 | 0
Q_gen_MVar | 3 | 28 | 2 | 0
Q_gen_MVar | 3 | 28 | 3 | 0
Q_gen_MVar | 3 | 28 | 4 | 0
Q_gen_MVar | 3 | 28 | 5 | 0
Q_gen_MVar | 3 | 28 | 6 | 0
Q_gen_MVar | 3 | 28 | 7 | 0
Q_gen_MVar | 3 | 28 | 8 | 0
Q_gen_MVar | 3 | 28 | 9 | 0
Q_gen_MVar | 3 | 28 | 10 | 0
Q_gen_MVar | 3 | 28 | 11 | 0
Q_gen_MVar | 3 | 28 | 12 | 0
Q_gen_MVar | 3 | 28 | 13 | 0
Q_gen_MVar | 3 | 28 | 14 | 0
Q_gen_MVar | 3 | 28 | 15 | 0
Q_gen_MVar | 3 | 28 | 16 | 0
Q_gen_MVar | 3 | 28 | 17 | 0
Q_gen_MVar | 3 | 28 | 18 | 0
Q_gen_MVar | 3 | 28 | 19 | 0
Q_gen_MVar | 3 | 28 | 20 | 0
Q_gen_MVar | 3 | 28 | 21 | 0
Q_gen_MVar | 3 | 28 | 22 | 0
Q_gen_MVar | 3 | 28 | 23 | 0
Q_gen_MVar | 3 | 28 | 24 | 0
Q_gen_MVar | 3 | 29 | 1 | 0
Q_gen_MVar | 3 | 29 | 2 | 0
Q_gen_MVar | 3 | 29 | 3 | 0
Q_gen_MVar | 3 | 29 | 4 | 0
Q_gen_MVar | 3 | 29 | 5 | 0
Q_gen_MVar | 3 | 29 | 6 | 0
Q_gen_MVar | 3 | 29 | 7 | 0.0042158
Q_gen_MVar | 3 | 29 | 8 | 0.020604
Q_gen_MVar | 3 | 29 | 9 | 0.040071
Q_gen_MVar | 3 | 29 | 10 | 0.057207
Q_gen_MVar | 3 | 29 | 11 | 0.060661
Q_gen_MVar | 3 | 29 | 12 | 0.065149
Q_gen_MVar | 3 | 29 | 13 | 0.070148
Q_gen_MVar | 3 | 29 | 14 | 0.066758
Q_gen_MVar | 3 | 29 | 15 | 0.0743
Q_gen_MVar | 3 | 29 | 16 | 0.065358
Q_gen_MVar | 3 | 29 | 17 | 0.052899
Q_gen_MVar | 3 | 29 | 18 | 0.035873
Q_gen_MVar | 3 | 29 | 19 | 0.017083
Q_gen_MVar | 3 | 29 | 20 | 0.0094234
Q_gen_MVar | 3 | 29 | 21 | 0.006979
Q_gen_MVar | 3 | 29 | 22 | 0.0033372
Q_gen_MVar | 3 | 29 | 23 | 0.0015269
Q_gen_MVar | 3 | 29 | 24 | 0
Q_gen_MVar | 3 | 30 | 1 | 0
Q_gen_MVar | 3 | 30 | 2 | 0
Q_gen_MVar | 3 | 30 | 3 | 0
Q_gen_MVar | 3 | 30 | 4 | 0
Q_gen_MVar | 3 | 30 | 5 | 0
Q_gen_MVar | 3 | 30 | 6 | 0
Q_gen_MVar | 3 | 30 | 7 | 0
Q_gen_MVar | 3 | 30 | 8 | 0
Q_gen_MVar | 3 | 30 | 9 | 0
Q_gen_MVar | 3 | 30 | 10 | 0
Q_gen_MVar | 3 | 30 | 11 | 0
Q_gen_MVar | 3 | 30 | 12 | 0
Q_gen_MVar | 3 | 30 | 13 | 0
Q_gen_MVar | 3 | 30 | 14 | 0
Q_gen_MVar | 3 | 30 | 15 | 0
Q_gen_MVar | 3 | 30 | 16 | 0
Q_gen_MVar | 3 | 30 | 17 | 0
Q_gen_MVar | 3 | 30 | 18 | 0
Q_gen_MVar | 3 | 30 | 19 | 0
Q_gen_MVar | 3 | 30 | 20 | 0
Q_gen_MVar | 3 | 30 | 21 | 0
Q_gen_MVar | 3 | 30 | 22 | 0
Q_gen_MVar | 3 | 30 | 23 | 0
Q_gen_MVar | 3 | 30 | 24 | 0
Q_gen_MVar | 3 | 31 | 1 | 0
Q_gen_MVar | 3 | 31 | 2 | 0
Q_gen_MVar | 3 | 31 | 3 | 0
Q_gen_MVar | 3 | 31 | 4 | 0
Q_gen_MVar | 3 | 31 | 5 | 0
Q_gen_MVar | 3 | 31 | 6 | 0
Q_gen_MVar | 3 | 31 | 7 | 0
Q_gen_MVar | 3 | 31 | 8 | 0
Q_gen_MVar | 3 | 31 | 9 | 0
Q_gen_MVar | 3 | 31 | 10 | 0
Q_gen_MVar | 3 | 31 | 11 | 0
Q_gen_MVar | 3 | 31 | 12 | 0
Q_gen_MVar | 3 | 31 | 13 | 0
Q_gen_MVar | 3 | 31 | 14 | 0
Q_gen_MVar | 3 | 31 | 15 | 0
Q_gen_MVar | 3 | 31 | 16 | 0
Q_gen_MVar | 3 | 31 | 17 | 0
Q_gen_MVar | 3 | 31 | 18 | 0
Q_gen_MVar | 3 | 31 | 19 | 0
Q_gen_MVar | 3 | 31 | 20 | 0
Q_gen_MVar | 3 | 31 | 21 | 0
Q_gen_MVar | 3 | 31 | 22 | 0
Q_gen_MVar | 3 | 31 | 23 | 0
Q_gen_MVar | 3 | 31 | 24 | 0
Q_gen_MVar | 3 | 32 | 1 | 0
Q_gen_MVar | 3 | 32 | 2 | 0
Q_gen_MVar | 3 | 32 | 3 | 0
Q_gen_MVar | 3 | 32 | 4 | 0
Q_gen_MVar | 3 | 32 | 5 | 0
Q_gen_MVar | 3 | 32 | 6 | 0
Q_gen_MVar | 3 | 32 | 7 | 0
Q_gen_MVar | 3 | 32 | 8 | 0
Q_gen_MVar | 3 | 32 | 9 | 0
Q_gen_MVar | 3 | 32 | 10 | 0
Q_gen_MVar | 3 | 32 | 11 | 0
Q_gen_MVar | 3 | 32 | 12 | 0
Q_gen_MVar | 3 | 32 | 13 | 0
Q_gen_MVar | 3 | 32 | 14 | 0
Q_gen_MVar | 3 | 32 | 15 | 0
Q_gen_MVar | 3 | 32 | 16 | 0
Q_gen_MVar | 3 | 32 | 17 | 0
Q_gen_MVar | 3 | 32 | 18 | 0
Q_gen_MVar | 3 | 32 | 19 | 0
Q_gen_MVar | 3 | 32 | 20 | 0
Q_gen_MVar | 3 | 32 | 21 | 0
Q_gen_MVar | 3 | 32 | 22 | 0
Q_gen_MVar | 3 | 32 | 23 | 0
Q_gen_MVar | 3 | 32 | 24 | 0
Q_gen_MVar | 3 | 33 | 1 | 0
Q_gen_MVar | 3 | 33 | 2 | 0
Q_gen_MVar | 3 | 33 | 3 | 0
Q_gen_MVar | 3 | 33 | 4 | 0
Q_gen_MVar | 3 | 33 | 5 | 0
Q_gen_MVar | 3 | 33 | 6 | 0
Q_gen_MVar | 3 | 33 | 7 | 0
Q_gen_MVar | 3 | 33 | 8 | 0
Q_gen_MVar | 3 | 33 | 9 | 0
Q_gen_MVar | 3 | 33 | 10 | 0
Q_gen_MVar | 3 | 33 | 11 | 0
Q_gen_MVar | 3 | 33 | 12 | 0
Q_gen_MVar | 3 | 33 | 13 | 0
Q_gen_MVar | 3 | 33 | 14 | 0
Q_gen_MVar | 3 | 33 | 15 | 0
Q_gen_MVar | 3 | 33 | 16 | 0
Q_gen_MVar | 3 | 33 | 17 | 0
Q_gen_MVar | 3 | 33 | 18 | 0
Q_gen_MVar | 3 | 33 | 19 | 0
Q_gen_MVar | 3 | 33 | 20 | 0
Q_gen_MVar | 3 | 33 | 21 | 0
Q_gen_MVar | 3 | 33 | 22 | 0
Q_gen_MVar | 3 | 33 | 23 | 0
Q_gen_MVar | 3 | 33 | 24 | 0
Q_gen_MVar | 4 | 1 | 1 | 0
Q_gen_MVar | 4 | 1 | 2 | 0
Q_gen_MVar | 4 | 1 | 3 | 0
Q_gen_MVar | 4 | 1 | 4 | 0
Q_gen_MVar | 4 | 1 | 5 | 0
Q_gen_MVar | 4 | 1 | 6 | 0
Q_gen_MVar | 4 | 1 | 7 | 0
Q_gen_MVar | 4 | 1 | 8 | 0
Q_gen_MVar | 4 | 1 | 9 | 0
Q_gen_MVar | 4 | 1 | 10 | 0
Q_gen_MVar | 4 | 1 | 11 | 0
Q_gen_MVar | 4 | 1 | 12 | 0
Q_gen_MVar | 4 | 1 | 13 | 0
Q_gen_MVar | 4 | 1 | 14 | 0
Q_gen_MVar | 4 | 1 | 15 | 0
Q_gen_MVar | 4 | 1 | 16 | 0
Q_gen_MVar | 4 | 1 | 17 | 0
Q_gen_MVar | 4 | 1 | 18 | 0
Q_gen_MVar | 4 | 1 | 19 | 0
Q_gen_MVar | 4 | 1 | 20 | 0
Q_gen_MVar | 4 | 1 | 21 | 0
Q_gen_MVar | 4 | 1 | 22 | 0
Q_gen_MVar | 4 | 1 | 23 | 0
Q_gen_MVar | 4 | 1 | 24 | 0
Q_gen_MVar | 4 | 2 | 1 | 0
Q_gen_MVar | 4 | 2 | 2 | 0
Q_gen_MVar | 4 | 2 | 3 | 0
Q_gen_MVar | 4 | 2 | 4 | 0
Q_gen_MVar | 4 | 2 | 5 | 0
Q_gen_MVar | 4 | 2 | 6 | 0
Q_gen_MVar | 4 | 2 | 7 | 0
Q_gen_MVar | 4 | 2 | 8 | 0
Q_gen_MVar | 4 | 2 | 9 | 0
Q_gen_MVar | 4 | 2 | 10 | 0
Q_gen_MVar | 4 | 2 | 11 | 0
Q_gen_MVar | 4 | 2 | 12 | 0
Q_gen_MVar | 4 | 2 | 13 | 0
Q_gen_MVar | 4 | 2 | 14 | 0
Q_gen_MVar | 4 | 2 | 15 | 0
Q_gen_MVar | 4 | 2 | 16 | 0
Q_gen_MVar | 4 | 2 | 17 | 0
Q_gen_MVar | 4 | 2 | 18 | 0
Q_gen_MVar | 4 | 2 | 19 | 0
Q_gen_MVar | 4 | 2 | 20 | 0
Q_gen_MVar | 4 | 2 | 21 | 0
Q_gen_MVar | 4 | 2 | 22 | 0
Q_gen_MVar | 4 | 2 | 23 | 0
Q_gen_MVar | 4 | 2 | 24 | 0
Q_gen_MVar | 4 | 3 | 1 | 0
Q_gen_MVar | 4 | 3 | 2 | 0
Q_gen_MVar | 4 | 3 | 3 | 0
Q_gen_MVar | 4 | 3 | 4 | 0
Q_gen_MVar | 4 | 3 | 5 | 0
Q_gen_MVar | 4 | 3 | 6 | 0
Q_gen_MVar | 4 | 3 | 7 | 0
Q_gen_MVar | 4 | 3 | 8 | 0
Q_gen_MVar | 4 | 3 | 9 | 0
Q_gen_MVar | 4 | 3 | 10 | 0
Q_gen_MVar | 4 | 3 | 11 | 0
Q_gen_MVar | 4 | 3 | 12 | 0
Q_gen_MVar | 4 | 3 | 13 | 0
Q_gen_MVar | 4 | 3 | 14 | 0
Q_gen_MVar | 4 | 3 | 15 | 0
Q_gen_MVar | 4 | 3 | 16 | 0
Q_gen_MVar | 4 | 3 | 17 | 0
Q_gen_MVar | 4 | 3 | 18 | 0
Q_gen_MVar | 4 | 3 | 19 | 0
Q_gen_MVar | 4 | 3 | 20 | 0
Q_gen_MVar | 4 | 3 | 21 | 0
Q_gen_MVar | 4 | 3 | 22 | 0
Q_gen_MVar | 4 | 3 | 23 | 0
Q_gen_MVar | 4 | 3 | 24 | 0
Q_gen_MVar | 4 | 4 | 1 | 0
Q_gen_MVar | 4 | 4 | 2 | 0
Q_gen_MVar | 4 | 4 | 3 | 0
Q_gen_MVar | 4 | 4 | 4 | 0
Q_gen_MVar | 4 | 4 | 5 | 0
Q_gen_MVar | 4 | 4 | 6 | 0
Q_gen_MVar | 4 | 4 | 7 | 0
Q_gen_MVar | 4 | 4 | 8 | 0
Q_gen_MVar | 4 | 4 | 9 | 0
Q_gen_MVar | 4 | 4 | 10 | 0
Q_gen_MVar | 4 | 4 | 11 | 0
Q_gen_MVar | 4 | 4 | 12 | 0
Q_gen_MVar | 4 | 4 | 13 | 0
Q_gen_MVar | 4 | 4 | 14 | 0
Q_gen_MVar | 4 | 4 | 15 | 0
Q_gen_MVar | 4 | 4 | 16 | 0
Q_gen_MVar | 4 | 4 | 17 | 0
Q_gen_MVar | 4 | 4 | 18 | 0
Q_gen_MVar | 4 | 4 | 19 | 0
Q_gen_MVar | 4 | 4 | 20 | 0
Q_gen_MVar | 4 | 4 | 21 | 0
Q_gen_MVar | 4 | 4 | 22 | 0
Q_gen_MVar | 4 | 4 | 23 | 0
Q_gen_MVar | 4 | 4 | 24 | 0
Q_gen_MVar | 4 | 5 | 1 | 0
Q_gen_MVar | 4 | 5 | 2 | 0
Q_gen_MVar | 4 | 5 | 3 | 0
Q_gen_MVar | 4 | 5 | 4 | 0
Q_gen_MVar | 4 | 5 | 5 | 0
Q_gen_MVar | 4 | 5 | 6 | 0
Q_gen_MVar | 4 | 5 | 7 | 0
Q_gen_MVar | 4 | 5 | 8 | 0
Q_gen_MVar | 4 | 5 | 9 | 0
Q_gen_MVar | 4 | 5 | 10 | 0
Q_gen_MVar | 4 | 5 | 11 | 0
Q_gen_MVar | 4 | 5 | 12 | 0
Q_gen_MVar | 4 | 5 | 13 | 0
Q_gen_MVar | 4 | 5 | 14 | 0
Q_gen_MVar | 4 | 5 | 15 | 0
Q_gen_MVar | 4 | 5 | 16 | 0
Q_gen_MVar | 4 | 5 | 17 | 0
Q_gen_MVar | 4 | 5 | 18 | 0
Q_gen_MVar | 4 | 5 | 19 | 0
Q_gen_MVar | 4 | 5 | 20 | 0
Q_gen_MVar | 4 | 5 | 21 | 0
Q_gen_MVar | 4 | 5 | 22 | 0
Q_gen_MVar | 4 | 5 | 23 | 0
Q_gen_MVar | 4 | 5 | 24 | 0
Q_gen_MVar | 4 | 6 | 1 | 0
Q_gen_MVar | 4 | 6 | 2 | 0
Q_gen_MVar | 4 | 6 | 3 | 0
Q_gen_MVar | 4 | 6 | 4 | 0
Q_gen_MVar | 4 | 6 | 5 | 0
Q_gen_MVar | 4 | 6 | 6 | 0
Q_gen_MVar | 4 | 6 | 7 | 0
Q_gen_MVar | 4 | 6 | 8 | 0
Q_gen_MVar | 4 | 6 | 9 | 0
Q_gen_MVar | 4 | 6 | 10 | 0
Q_gen_MVar | 4 | 6 | 11 | 0
Q_gen_MVar | 4 | 6 | 12 | 0
Q_gen_MVar | 4 | 6 | 13 | 0
Q_gen_MVar | 4 | 6 | 14 | 0
Q_gen_MVar | 4 | 6 | 15 | 0
Q_gen_MVar | 4 | 6 | 16 | 0
Q_gen_MVar | 4 | 6 | 17 | 0
Q_gen_MVar | 4 | 6 | 18 | 0
Q_gen_MVar | 4 | 6 | 19 | 0
Q_gen_MVar | 4 | 6 | 20 | 0
Q_gen_MVar | 4 | 6 | 21 | 0
Q_gen_MVar | 4 | 6 | 22 | 0
Q_gen_MVar | 4 | 6 | 23 | 0
Q_gen_MVar | 4 | 6 | 24 | 0
Q_gen_MVar | 4 | 7 | 1 | 0
Q_gen_MVar | 4 | 7 | 2 | 0
Q_gen_MVar | 4 | 7 | 3 | 0
Q_gen_MVar | 4 | 7 | 4 | 0
Q_gen_MVar | 4 | 7 | 5 | 0
Q_gen_MVar | 4 | 7 | 6 | 0
Q_gen_MVar | 4 | 7 | 7 | 0
Q_gen_MVar | 4 | 7 | 8 | 0
Q_gen_MVar | 4 | 7 | 9 | 0
Q_gen_MVar | 4 | 7 | 10 | 0
Q_gen_MVar | 4 | 7 | 11 | 0
Q_gen_MVar | 4 | 7 | 12 | 0
Q_gen_MVar | 4 | 7 | 13 | 0
Q_gen_MVar | 4 | 7 | 14 | 0
Q_gen_MVar | 4 | 7 | 15 | 0
Q_gen_MVar | 4 | 7 | 16 | 0
Q_gen_MVar | 4 | 7 | 17 | 0
Q_gen_MVar | 4 | 7 | 18 | 0
Q_gen_MVar | 4 | 7 | 19 | 0
Q_gen_MVar | 4 | 7 | 20 | 0
Q_gen_MVar | 4 | 7 | 21 | 0
Q_gen_MVar | 4 | 7 | 22 | 0
Q_gen_MVar | 4 | 7 | 23 | 0
Q_gen_MVar | 4 | 7 | 24 | 0
Q_gen_MVar | 4 | 8 | 1 | 0
Q_gen_MVar | 4 | 8 | 2 | 0
Q_gen_MVar | 4 | 8 | 3 | 0
Q_gen_MVar | 4 | 8 | 4 | 0
Q_gen_MVar | 4 | 8 | 5 | 0
Q_gen_MVar | 4 | 8 | 6 | 0
Q_gen_MVar | 4 | 8 | 7 | 0
Q_gen_MVar | 4 | 8 | 8 | 0
Q_gen_MVar | 4 | 8 | 9 | 0
Q_gen_MVar | 4 | 8 | 10 | 0
Q_gen_MVar | 4 | 8 | 11 | 0
Q_gen_MVar | 4 | 8 | 12 | 0
Q_gen_MVar | 4 | 8 | 13 | 0
Q_gen_MVar | 4 | 8 | 14 | 0
Q_gen_MVar | 4 | 8 | 15 | 0
Q_gen_MVar | 4 | 8 | 16 | 0
Q_gen_MVar | 4 | 8 | 17 | 0
Q_gen_MVar | 4 | 8 | 18 | 0
Q_gen_MVar | 4 | 8 | 19 | 0
Q_gen_MVar | 4 | 8 | 20 | 0
Q_gen_MVar | 4 | 8 | 21 | 0
Q_gen_MVar | 4 | 8 | 22 | 0
Q_gen_MVar | 4 | 8 | 23 | 0
Q_gen_MVar | 4 | 8 | 24 | 0
Q_gen_MVar | 4 | 9 | 1 | 0
Q_gen_MVar | 4 | 9 | 2 | 0
Q_gen_MVar | 4 | 9 | 3 | 0
Q_gen_MVar | 4 | 9 | 4 | 0
Q_gen_MVar | 4 | 9 | 5 | 0
Q_gen_MVar | 4 | 9 | 6 | 0
Q_gen_MVar | 4 | 9 | 7 | 0
Q_gen_MVar | 4 | 9 | 8 | 0
Q_gen_MVar | 4 | 9 | 9 | 0
Q_gen_MVar | 4 | 9 | 10 | 0
Q_gen_MVar | 4 | 9 | 11 | 0
Q_gen_MVar | 4 | 9 | 12 | 0
Q_gen_MVar | 4 | 9 | 13 | 0
Q_gen_MVar | 4 | 9 | 14 | 0
Q_gen_MVar | 4 | 9 | 15 | 0
Q_gen_MVar | 4 | 9 | 16 | 0
Q_gen_MVar | 4 | 9 | 17 | 0
Q_gen_MVar | 4 | 9 | 18 | 0
Q_gen_MVar | 4 | 9 | 19 | 0
Q_gen_MVar | 4 | 9 | 20 | 0
Q_gen_MVar | 4 | 9 | 21 | 0
Q_gen_MVar | 4 | 9 | 22 | 0
Q_gen_MVar | 4 | 9 | 23 | 0
Q_gen_MVar | 4 | 9 | 24 | 0
Q_gen_MVar | 4 | 10 | 1 | 0
Q_gen_MVar | 4 | 10 | 2 | 0
Q_gen_MVar | 4 | 10 | 3 | 0
Q_gen_MVar | 4 | 10 | 4 | 0
Q_gen_MVar | 4 | 10 | 5 | 0
Q_gen_MVar | 4 | 10 | 6 | 0
Q_gen_MVar | 4 | 10 | 7 | 0
Q_gen_MVar | 4 | 10 | 8 | 0
Q_gen_MVar | 4 | 10 | 9 | 0
Q_gen_MVar | 4 | 10 | 10 | 0
Q_gen_MVar | 4 | 10 | 11 | 0
Q_gen_MVar | 4 | 10 | 12 | 0
Q_gen_MVar | 4 | 10 | 13 | 0
Q_gen_MVar | 4 | 10 | 14 | 0
Q_gen_MVar | 4 | 10 | 15 | 0
Q_gen_MVar | 4 | 10 | 16 | 0
Q_gen_MVar | 4 | 10 | 17 | 0
Q_gen_MVar | 4 | 10 | 18 | 0
Q_gen_MVar | 4 | 10 | 19 | 0
Q_gen_MVar | 4 | 10 | 20 | 0
Q_gen_MVar | 4 | 10 | 21 | 0
Q_gen_MVar | 4 | 10 | 22 | 0
Q_gen_MVar | 4 | 10 | 23 | 0
Q_gen_MVar | 4 | 10 | 24 | 0
Q_gen_MVar | 4 | 11 | 1 | 0
Q_gen_MVar | 4 | 11 | 2 | 0
Q_gen_MVar | 4 | 11 | 3 | 0
Q_gen_MVar | 4 | 11 | 4 | 0
Q_gen_MVar | 4 | 11 | 5 | 0
Q_gen_MVar | 4 | 11 | 6 | 0
Q_gen_MVar | 4 | 11 | 7 | 0
Q_gen_MVar | 4 | 11 | 8 | 0
Q_gen_MVar | 4 | 11 | 9 | 0
Q_gen_MVar | 4 | 11 | 10 | 0
Q_gen_MVar | 4 | 11 | 11 | 0
Q_gen_MVar | 4 | 11 | 12 | 0
Q_gen_MVar | 4 | 11 | 13 | 0
Q_gen_MVar | 4 | 11 | 14 | 0
Q_gen_MVar | 4 | 11 | 15 | 0
Q_gen_MVar | 4 | 11 | 16 | 0
Q_gen_MVar | 4 | 11 | 17 | 0
Q_gen_MVar | 4 | 11 | 18 | 0
Q_gen_MVar | 4 | 11 | 19 | 0
Q_gen_MVar | 4 | 11 | 20 | 0
Q_gen_MVar | 4 | 11 | 21 | 0
Q_gen_MVar | 4 | 11 | 22 | 0
Q_gen_MVar | 4 | 11 | 23 | 0
Q_gen_MVar | 4 | 11 | 24 | 0
Q_gen_MVar | 4 | 12 | 1 | 0
Q_gen_MVar | 4 | 12 | 2 | 0
Q_gen_MVar | 4 | 12 | 3 | 0
Q_gen_MVar | 4 | 12 | 4 | 0
Q_gen_MVar | 4 | 12 | 5 | 0
Q_gen_MVar | 4 | 12 | 6 | 0
Q_gen_MVar | 4 | 12 | 7 | 0
Q_gen_MVar | 4 | 12 | 8 | 0
Q_gen_MVar | 4 | 12 | 9 | 0
Q_gen_MVar | 4 | 12 | 10 | 0
Q_gen_MVar | 4 | 12 | 11 | 0
Q_gen_MVar | 4 | 12 | 12 | 0
Q_gen_MVar | 4 | 12 | 13 | 0
Q_gen_MVar | 4 | 12 | 14 | 0
Q_gen_MVar | 4 | 12 | 15 | 0
Q_gen_MVar | 4 | 12 | 16 | 0
Q_gen_MVar | 4 | 12 | 17 | 0
Q_gen_MVar | 4 | 12 | 18 | 0
Q_gen_MVar | 4 | 12 | 19 | 0
Q_gen_MVar | 4 | 12 | 20 | 0
Q_gen_MVar | 4 | 12 | 21 | 0
Q_gen_MVar | 4 | 12 | 22 | 0
Q_gen_MVar | 4 | 12 | 23 | 0
Q_gen_MVar | 4 | 12 | 24 | 0
Q_gen_MVar | 4 | 13 | 1 | 0
Q_gen_MVar | 4 | 13 | 2 | 0
Q_gen_MVar | 4 | 13 | 3 | 0
Q_gen_MVar | 4 | 13 | 4 | 0
Q_gen_MVar | 4 | 13 | 5 | 0
Q_gen_MVar | 4 | 13 | 6 | 0
Q_gen_MVar | 4 | 13 | 7 | 0
Q_gen_MVar | 4 | 13 | 8 | 0
Q_gen_MVar | 4 | 13 | 9 | 0
Q_gen_MVar | 4 | 13 | 10 | 0
Q_gen_MVar | 4 | 13 | 11 | 0
Q_gen_MVar | 4 | 13 | 12 | 0
Q_gen_MVar | 4 | 13 | 13 | 0
Q_gen_MVar | 4 | 13 | 14 | 0
Q_gen_MVar | 4 | 13 | 15 | 0
Q_gen_MVar | 4 | 13 | 16 | 0
Q_gen_MVar | 4 | 13 | 17 | 0
Q_gen_MVar | 4 | 13 | 18 | 0
Q_gen_MVar | 4 | 13 | 19 | 0
Q_gen_MVar | 4 | 13 | 20 | 0
Q_gen_MVar | 4 | 13 | 21 | 0
Q_gen_MVar | 4 | 13 | 22 | 0
Q_gen_MVar | 4 | 13 | 23 | 0
Q_gen_MVar | 4 | 13 | 24 | 0
Q_gen_MVar | 4 | 14 | 1 | 0
Q_gen_MVar | 4 | 14 | 2 | 0
Q_gen_MVar | 4 | 14 | 3 | 0
Q_gen_MVar | 4 | 14 | 4 | 0
Q_gen_MVar | 4 | 14 | 5 | 0
Q_gen_MVar | 4 | 14 | 6 | 0
Q_gen_MVar | 4 | 14 | 7 | 0
Q_gen_MVar | 4 | 14 | 8 | 0
Q_gen_MVar | 4 | 14 | 9 | 0
Q_gen_MVar | 4 | 14 | 10 | 0
Q_gen_MVar | 4 | 14 | 11 | 0
Q_gen_MVar | 4 | 14 | 12 | 0
Q_gen_MVar | 4 | 14 | 13 | 0
Q_gen_MVar | 4 | 14 | 14 | 0
Q_gen_MVar | 4 | 14 | 15 | 0
Q_gen_MVar | 4 | 14 | 16 | 0
Q_gen_MVar | 4 | 14 | 17 | 0
Q_gen_MVar | 4 | 14 | 18 | 0
Q_gen_MVar | 4 | 14 | 19 | 0
Q_gen_MVar | 4 | 14 | 20 | 0
Q_gen_MVar | 4 | 14 | 21 | 0
Q_gen_MVar | 4 | 14 | 22 | 0
Q_gen_MVar | 4 | 14 | 23 | 0
Q_gen_MVar | 4 | 14 | 24 | 0
Q_gen_MVar | 4 | 15 | 1 | 0
Q_gen_MVar | 4 | 15 | 2 | 0
Q_gen_MVar | 4 | 15 | 3 | 0
Q_gen_MVar | 4 | 15 | 4 | 0
Q_gen_MVar | 4 | 15 | 5 | 0
Q_gen_MVar | 4 | 15 | 6 | 0
Q_gen_MVar | 4 | 15 | 7 | 0
Q_gen_MVar | 4 | 15 | 8 | 0
Q_gen_MVar | 4 | 15 | 9 | 0
Q_gen_MVar | 4 | 15 | 10 | 0
Q_gen_MVar | 4 | 15 | 11 | 0
Q_gen_MVar | 4 | 15 | 12 | 0
Q_gen_MVar | 4 | 15 | 13 | 0
Q_gen_MVar | 4 | 15 | 14 | 0
Q_gen_MVar | 4 | 15 | 15 | 0
Q_gen_MVar | 4 | 15 | 16 | 0
Q_gen_MVar | 4 | 15 | 17 | 0
Q_gen_MVar | 4 | 15 | 18 | 0
Q_gen_MVar | 4 | 15 | 19 | 0
Q_gen_MVar | 4 | 15 | 20 | 0
Q_gen_MVar | 4 | 15 | 21 | 0
Q_gen_MVar | 4 | 15 | 22 | 0
Q_gen_MVar | 4 | 15 | 23 | 0
Q_gen_MVar | 4 | 15 | 24 | 0
Q_gen_MVar | 4 | 16 | 1 | 0
Q_gen_MVar | 4 | 16 | 2 | 0
Q_gen_MVar | 4 | 16 | 3 | 0
Q_gen_MVar | 4 | 16 | 4 | 0
Q_gen_MVar | 4 | 16 | 5 | 0
Q_gen_MVar | 4 | 16 | 6 | 0
Q_gen_MVar | 4 | 16 | 7 | 0
Q_gen_MVar | 4 | 16 | 8 | 0
Q_gen_MVar | 4 | 16 | 9 | 0
Q_gen_MVar | 4 | 16 | 10 | 0
Q_gen_MVar | 4 | 16 | 11 | 0
Q_gen_MVar | 4 | 16 | 12 | 0
Q_gen_MVar | 4 | 16 | 13 | 0
Q_gen_MVar | 4 | 16 | 14 | 0
Q_gen_MVar | 4 | 16 | 15 | 0
Q_gen_MVar | 4 | 16 | 16 | 0
Q_gen_MVar | 4 | 16 | 17 | 0
Q_gen_MVar | 4 | 16 | 18 | 0
Q_gen_MVar | 4 | 16 | 19 | 0
Q_gen_MVar | 4 | 16 | 20 | 0
Q_gen_MVar | 4 | 16 | 21 | 0
Q_gen_MVar | 4 | 16 | 22 | 0
Q_gen_MVar | 4 | 16 | 23 | 0
Q_gen_MVar | 4 | 16 | 24 | 0
Q_gen_MVar | 4 | 17 | 1 | 0
Q_gen_MVar | 4 | 17 | 2 | 0
Q_gen_MVar | 4 | 17 | 3 | 0
Q_gen_MVar | 4 | 17 | 4 | 0
Q_gen_MVar | 4 | 17 | 5 | 0
Q_gen_MVar | 4 | 17 | 6 | 0
Q_gen_MVar | 4 | 17 | 7 | 0
Q_gen_MVar | 4 | 17 | 8 | 0
Q_gen_MVar | 4 | 17 | 9 | 0
Q_gen_MVar | 4 | 17 | 10 | 0
Q_gen_MVar | 4 | 17 | 11 | 0
Q_gen_MVar | 4 | 17 | 12 | 0
Q_gen_MVar | 4 | 17 | 13 | 0
Q_gen_MVar | 4 | 17 | 14 | 0
Q_gen_MVar | 4 | 17 | 15 | 0
Q_gen_MVar | 4 | 17 | 16 | 0
Q_gen_MVar | 4 | 17 | 17 | 0
Q_gen_MVar | 4 | 17 | 18 | 0
Q_gen_MVar | 4 | 17 | 19 | 0
Q_gen_MVar | 4 | 17 | 20 | 0
Q_gen_MVar | 4 | 17 | 21 | 0
Q_gen_MVar | 4 | 17 | 22 | 0
Q_gen_MVar | 4 | 17 | 23 | 0
Q_gen_MVar | 4 | 17 | 24 | 0
Q_gen_MVar | 4 | 18 | 1 | 0
Q_gen_MVar | 4 | 18 | 2 | 0
Q_gen_MVar | 4 | 18 | 3 | 0
Q_gen_MVar | 4 | 18 | 4 | 0
Q_gen_MVar | 4 | 18 | 5 | 0
Q_gen_MVar | 4 | 18 | 6 | 0
Q_gen_MVar | 4 | 18 | 7 | 0
Q_gen_MVar | 4 | 18 | 8 | 0
Q_gen_MVar | 4 | 18 | 9 | 0
Q_gen_MVar | 4 | 18 | 10 | 0
Q_gen_MVar | 4 | 18 | 11 | 0
Q_gen_MVar | 4 | 18 | 12 | 0
Q_gen_MVar | 4 | 18 | 13 | 0
Q_gen_MVar | 4 | 18 | 14 | 0
Q_gen_MVar | 4 | 18 | 15 | 0
Q_gen_MVar | 4 | 18 | 16 | 0
Q_gen_MVar | 4 | 18 | 17 | 0
Q_gen_MVar | 4 | 18 | 18 | 0
Q_gen_MVar | 4 | 18 | 19 | 0
Q_gen_MVar | 4 | 18 | 20 | 0
Q_gen_MVar | 4 | 18 | 21 | 0
Q_gen_MVar | 4 | 18 | 22 | 0
Q_gen_MVar | 4 | 18 | 23 | 0
Q_gen_MVar | 4 | 18 | 24 | 0
Q_gen_MVar | 4 | 19 | 1 | 0
Q_gen_MVar | 4 | 19 | 2 | 0
Q_gen_MVar | 4 | 19 | 3 | 0
Q_gen_MVar | 4 | 19 | 4 | 0
Q_gen_MVar | 4 | 19 | 5 | 0
Q_gen_MVar | 4 | 19 | 6 | 0
Q_gen_MVar | 4 | 19 | 7 | 0
Q_gen_MVar | 4 | 19 | 8 | 0
Q_gen_MVar | 4 | 19 | 9 | 0
Q_gen_MVar | 4 | 19 | 10 | 0
Q_gen_MVar | 4 | 19 | 11 | 0
Q_gen_MVar | 4 | 19 | 12 | 0
Q_gen_MVar | 4 | 19 | 13 | 0
Q_gen_MVar | 4 | 19 | 14 | 0
Q_gen_MVar | 4 | 19 | 15 | 0
Q_gen_MVar | 4 | 19 | 16 | 0
Q_gen_MVar | 4 | 19 | 17 | 0
Q_gen_MVar | 4 | 19 | 18 | 0
Q_gen_MVar | 4 | 19 | 19 | 0
Q_gen_MVar | 4 | 19 | 20 | 0
Q_gen_MVar | 4 | 19 | 21 | 0
Q_gen_MVar | 4 | 19 | 22 | 0
Q_gen_MVar | 4 | 19 | 23 | 0
Q_gen_MVar | 4 | 19 | 24 | 0
Q_gen_MVar | 4 | 20 | 1 | 0
Q_gen_MVar | 4 | 20 | 2 | 0
Q_gen_MVar | 4 | 20 | 3 | 0
Q_gen_MVar | 4 | 20 | 4 | 0
Q_gen_MVar | 4 | 20 | 5 | 0
Q_gen_MVar | 4 | 20 | 6 | 0
Q_gen_MVar | 4 | 20 | 7 | 0
Q_gen_MVar | 4 | 20 | 8 | 0
Q_gen_MVar | 4 | 20 | 9 | 0
Q_gen_MVar | 4 | 20 | 10 | 0
Q_gen_MVar | 4 | 20 | 11 | 0
Q_gen_MVar | 4 | 20 | 12 | 0
Q_gen_MVar | 4 | 20 | 13 | 0
Q_gen_MVar | 4 | 20 | 14 | 0
Q_gen_MVar | 4 | 20 | 15 | 0
Q_gen_MVar | 4 | 20 | 16 | 0
Q_gen_MVar | 4 | 20 | 17 | 0
Q_gen_MVar | 4 | 20 | 18 | 0
Q_gen_MVar | 4 | 20 | 19 | 0
Q_gen_MVar | 4 | 20 | 20 | 0
Q_gen_MVar | 4 | 20 | 21 | 0
Q_gen_MVar | 4 | 20 | 22 | 0
Q_gen_MVar | 4 | 20 | 23 | 0
Q_gen_MVar | 4 | 20 | 24 | 0
Q_gen_MVar | 4 | 21 | 1 | 0
Q_gen_MVar | 4 | 21 | 2 | 0
Q_gen_MVar | 4 | 21 | 3 | 0
Q_gen_MVar | 4 | 21 | 4 | 0
Q_gen_MVar | 4 | 21 | 5 | 0
Q_gen_MVar | 4 | 21 | 6 | 0
Q_gen_MVar | 4 | 21 | 7 | 0
Q_gen_MVar | 4 | 21 | 8 | 0
Q_gen_MVar | 4 | 21 | 9 | 0
Q_gen_MVar | 4 | 21 | 10 | 0
Q_gen_MVar | 4 | 21 | 11 | 0
Q_gen_MVar | 4 | 21 | 12 | 0
Q_gen_MVar | 4 | 21 | 13 | 0
Q_gen_MVar | 4 | 21 | 14 | 0
Q_gen_MVar | 4 | 21 | 15 | 0
Q_gen_MVar | 4 | 21 | 16 | 0
Q_gen_MVar | 4 | 21 | 17 | 0
Q_gen_MVar | 4 | 21 | 18 | 0
Q_gen_MVar | 4 | 21 | 19 | 0
Q_gen_MVar | 4 | 21 | 20 | 0
Q_gen_MVar | 4 | 21 | 21 | 0
Q_gen_MVar | 4 | 21 | 22 | 0
Q_gen_MVar | 4 | 21 | 23 | 0
Q_gen_MVar | 4 | 21 | 24 | 0
Q_gen_MVar | 4 | 22 | 1 | 0
Q_gen_MVar | 4 | 22 | 2 | 0
Q_gen_MVar | 4 | 22 | 3 | 0
Q_gen_MVar | 4 | 22 | 4 | 0
Q_gen_MVar | 4 | 22 | 5 | 0
Q_gen_MVar | 4 | 22 | 6 | 0
Q_gen_MVar | 4 | 22 | 7 | 0
Q_gen_MVar | 4 | 22 | 8 | 0
Q_gen_MVar | 4 | 22 | 9 | 0
Q_gen_MVar | 4 | 22 | 10 | 0
Q_gen_MVar | 4 | 22 | 11 | 0
Q_gen_MVar | 4 | 22 | 12 | 0
Q_gen_MVar | 4 | 22 | 13 | 0
Q_gen_MVar | 4 | 22 | 14 | 0
Q_gen_MVar | 4 | 22 | 15 | 0
Q_gen_MVar | 4 | 22 | 16 | 0
Q_gen_MVar | 4 | 22 | 17 | 0
Q_gen_MVar | 4 | 22 | 18 | 0
Q_gen_MVar | 4 | 22 | 19 | 0
Q_gen_MVar | 4 | 22 | 20 | 0
Q_gen_MVar | 4 | 22 | 21 | 0
Q_gen_MVar | 4 | 22 | 22 | 0
Q_gen_MVar | 4 | 22 | 23 | 0
Q_gen_MVar | 4 | 22 | 24 | 0
Q_gen_MVar | 4 | 23 | 1 | 0
Q_gen_MVar | 4 | 23 | 2 | 0
Q_gen_MVar | 4 | 23 | 3 | 0
Q_gen_MVar | 4 | 23 | 4 | 0
Q_gen_MVar | 4 | 23 | 5 | 0
Q_gen_MVar | 4 | 23 | 6 | 0
Q_gen_MVar | 4 | 23 | 7 | 0.0042158
Q_gen_MVar | 4 | 23 | 8 | 0.020604
Q_gen_MVar | 4 | 23 | 9 | 0.040071
Q_gen_MVar | 4 | 23 | 10 | 0.057207
Q_gen_MVar | 4 | 23 | 11 | 0.060661
Q_gen_MVar | 4 | 23 | 12 | 0.065149
Q_gen_MVar | 4 | 23 | 13 | 0.070148
Q_gen_MVar | 4 | 23 | 14 | 0.066758
Q_gen_MVar | 4 | 23 | 15 | 0.0743
Q_gen_MVar | 4 | 23 | 16 | 0.065358
Q_gen_MVar | 4 | 23 | 17 | 0.052899
Q_gen_MVar | 4 | 23 | 18 | 0.035873
Q_gen_MVar | 4 | 23 | 19 | 0.017083
Q_gen_MVar | 4 | 23 | 20 | 0.0094234
Q_gen_MVar | 4 | 23 | 21 | 0.006979
Q_gen_MVar | 4 | 23 | 22 | 0.0033372
Q_gen_MVar | 4 | 23 | 23 | 0.0015269
Q_gen_MVar | 4 | 23 | 24 | 0
Q_gen_MVar | 4 | 24 | 1 | 0
Q_gen_MVar | 4 | 24 | 2 | 0
Q_gen_MVar | 4 | 24 | 3 | 0
Q_gen_MVar | 4 | 24 | 4 | 0
Q_gen_MVar | 4 | 24 | 5 | 0
Q_gen_MVar | 4 | 24 | 6 | 0
Q_gen_MVar | 4 | 24 | 7 | 0
Q_gen_MVar | 4 | 24 | 8 | 0
Q_gen_MVar | 4 | 24 | 9 | 0
Q_gen_MVar | 4 | 24 | 10 | 0
Q_gen_MVar | 4 | 24 | 11 | 0
Q_gen_MVar | 4 | 24 | 12 | 0
Q_gen_MVar | 4 | 24 | 13 | 0
Q_gen_MVar | 4 | 24 | 14 | 0
Q_gen_MVar | 4 | 24 | 15 | 0
Q_gen_MVar | 4 | 24 | 16 | 0
Q_gen_MVar | 4 | 24 | 17 | 0
Q_gen_MVar | 4 | 24 | 18 | 0
Q_gen_MVar | 4 | 24 | 19 | 0
Q_gen_MVar | 4 | 24 | 20 | 0
Q_gen_MVar | 4 | 24 | 21 | 0
Q_gen_MVar | 4 | 24 | 22 | 0
Q_gen_MVar | 4 | 24 | 23 | 0
Q_gen_MVar | 4 | 24 | 24 | 0
Q_gen_MVar | 4 | 25 | 1 | 0
Q_gen_MVar | 4 | 25 | 2 | 0
Q_gen_MVar | 4 | 25 | 3 | 0
Q_gen_MVar | 4 | 25 | 4 | 0
Q_gen_MVar | 4 | 25 | 5 | 0
Q_gen_MVar | 4 | 25 | 6 | 0
Q_gen_MVar | 4 | 25 | 7 | 0
Q_gen_MVar | 4 | 25 | 8 | 0
Q_gen_MVar | 4 | 25 | 9 | 0
Q_gen_MVar | 4 | 25 | 10 | 0
Q_gen_MVar | 4 | 25 | 11 | 0
Q_gen_MVar | 4 | 25 | 12 | 0
Q_gen_MVar | 4 | 25 | 13 | 0
Q_gen_MVar | 4 | 25 | 14 | 0
Q_gen_MVar | 4 | 25 | 15 | 0
Q_gen_MVar | 4 | 25 | 16 | 0
Q_gen_MVar | 4 | 25 | 17 | 0
Q_gen_MVar | 4 | 25 | 18 | 0
Q_gen_MVar | 4 | 25 | 19 | 0
Q_gen_MVar | 4 | 25 | 20 | 0
Q_gen_MVar | 4 | 25 | 21 | 0
Q_gen_MVar | 4 | 25 | 22 | 0
Q_gen_MVar | 4 | 25 | 23 | 0
Q_gen_MVar | 4 | 25 | 24 | 0
Q_gen_MVar | 4 | 26 | 1 | 0
Q_gen_MVar | 4 | 26 | 2 | 0
Q_gen_MVar | 4 | 26 | 3 | 0
Q_gen_MVar | 4 | 26 | 4 | 0
Q_gen_MVar | 4 | 26 | 5 | 0
Q_gen_MVar | 4 | 26 | 6 | 0
Q_gen_MVar | 4 | 26 | 7 | 0
Q_gen_MVar | 4 | 26 | 8 | 0
Q_gen_MVar | 4 | 26 | 9 | 0
Q_gen_MVar | 4 | 26 | 10 | 0
Q_gen_MVar | 4 | 26 | 11 | 0
Q_gen_MVar | 4 | 26 | 12 | 0
Q_gen_MVar | 4 | 26 | 13 | 0
Q_gen_MVar | 4 | 26 | 14 | 0
Q_gen_MVar | 4 | 26 | 15 | 0
Q_gen_MVar | 4 | 26 | 16 | 0
Q_gen_MVar | 4 | 26 | 17 | 0
Q_gen_MVar | 4 | 26 | 18 | 0
Q_gen_MVar | 4 | 26 | 19 | 0
Q_gen_MVar | 4 | 26 | 20 | 0
Q_gen_MVar | 4 | 26 | 21 | 0
Q_gen_MVar | 4 | 26 | 22 | 0
Q_gen_MVar | 4 | 26 | 23 | 0
Q_gen_MVar | 4 | 26 | 24 | 0
Q_gen_MVar | 4 | 27 | 1 | 0
Q_gen_MVar | 4 | 27 | 2 | 0
Q_gen_MVar | 4 | 27 | 3 | 0
Q_gen_MVar | 4 | 27 | 4 | 0
Q_gen_MVar | 4 | 27 | 5 | 0
Q_gen_MVar | 4 | 27 | 6 | 0
Q_gen_MVar | 4 | 27 | 7 | 0
Q_gen_MVar | 4 | 27 | 8 | 0
Q_gen_MVar | 4 | 27 | 9 | 0
Q_gen_MVar | 4 | 27 | 10 | 0
Q_gen_MVar | 4 | 27 | 11 | 0
Q_gen_MVar | 4 | 27 | 12 | 0
Q_gen_MVar | 4 | 27 | 13 | 0
Q_gen_MVar | 4 | 27 | 14 | 0
Q_gen_MVar | 4 | 27 | 15 | 0
Q_gen_MVar | 4 | 27 | 16 | 0
Q_gen_MVar | 4 | 27 | 17 | 0
Q_gen_MVar | 4 | 27 | 18 | 0
Q_gen_MVar | 4 | 27 | 19 | 0
Q_gen_MVar | 4 | 27 | 20 | 0
Q_gen_MVar | 4 | 27 | 21 | 0
Q_gen_MVar | 4 | 27 | 22 | 0
Q_gen_MVar | 4 | 27 | 23 | 0
Q_gen_MVar | 4 | 27 | 24 | 0
Q_gen_MVar | 4 | 28 | 1 | 0
Q_gen_MVar | 4 | 28 | 2 | 0
Q_gen_MVar | 4 | 28 | 3 | 0
Q_gen_MVar | 4 | 28 | 4 | 0
Q_gen_MVar | 4 | 28 | 5 | 0
Q_gen_MVar | 4 | 28 | 6 | 0
Q_gen_MVar | 4 | 28 | 7 | 0
Q_gen_MVar | 4 | 28 | 8 | 0
Q_gen_MVar | 4 | 28 | 9 | 0
Q_gen_MVar | 4 | 28 | 10 | 0
Q_gen_MVar | 4 | 28 | 11 | 0
Q_gen_MVar | 4 | 28 | 12 | 0
Q_gen_MVar | 4 | 28 | 13 | 0
Q_gen_MVar | 4 | 28 | 14 | 0
Q_gen_MVar | 4 | 28 | 15 | 0
Q_gen_MVar | 4 | 28 | 16 | 0
Q_gen_MVar | 4 | 28 | 17 | 0
Q_gen_MVar | 4 | 28 | 18 | 0
Q_gen_MVar | 4 | 28 | 19 | 0
Q_gen_MVar | 4 | 28 | 20 | 0
Q_gen_MVar | 4 | 28 | 21 | 0
Q_gen_MVar | 4 | 28 | 22 | 0
Q_gen_MVar | 4 | 28 | 23 | 0
Q_gen_MVar | 4 | 28 | 24 | 0
Q_gen_MVar | 4 | 29 | 1 | 0
Q_gen_MVar | 4 | 29 | 2 | 0
Q_gen_MVar | 4 | 29 | 3 | 0
Q_gen_MVar | 4 | 29 | 4 | 0
Q_gen_MVar | 4 | 29 | 5 | 0
Q_gen_MVar | 4 | 29 | 6 | 0
Q_gen_MVar | 4 | 29 | 7 | 0
Q_gen_MVar | 4 | 29 | 8 | 0
Q_gen_MVar | 4 | 29 | 9 | 0
Q_gen_MVar | 4 | 29 | 10 | 0
Q_gen_MVar | 4 | 29 | 11 | 0
Q_gen_MVar | 4 | 29 | 12 | 0
Q_gen_MVar | 4 | 29 | 13 | 0
Q_gen_MVar | 4 | 29 | 14 | 0
Q_gen_MVar | 4 | 29 | 15 | 0
Q_gen_MVar | 4 | 29 | 16 | 0
Q_gen_MVar | 4 | 29 | 17 | 0
Q_gen_MVar | 4 | 29 | 18 | 0
Q_gen_MVar | 4 | 29 | 19 | 0
Q_gen_MVar | 4 | 29 | 20 | 0
Q_gen_MVar | 4 | 29 | 21 | 0
Q_gen_MVar | 4 | 29 | 22 | 0
Q_gen_MVar | 4 | 29 | 23 | 0
Q_gen_MVar | 4 | 29 | 24 | 0
Q_gen_MVar | 4 | 30 | 1 | 0
Q_gen_MVar | 4 | 30 | 2 | 0
Q_gen_MVar | 4 | 30 | 3 | 0
Q_gen_MVar | 4 | 30 | 4 | 0
Q_gen_MVar | 4 | 30 | 5 | 0
Q_gen_MVar | 4 | 30 | 6 | 0
Q_gen_MVar | 4 | 30 | 7 | 0
Q_gen_MVar | 4 | 30 | 8 | 0
Q_gen_MVar | 4 | 30 | 9 | 0
Q_gen_MVar | 4 | 30 | 10 | 0
Q_gen_MVar | 4 | 30 | 11 | 0
Q_gen_MVar | 4 | 30 | 12 | 0
Q_gen_MVar | 4 | 30 | 13 | 0
Q_gen_MVar | 4 | 30 | 14 | 0
Q_gen_MVar | 4 | 30 | 15 | 0
Q_gen_MVar | 4 | 30 | 16 | 0
Q_gen_MVar | 4 | 30 | 17 | 0
Q_gen_MVar | 4 | 30 | 18 | 0
Q_gen_MVar | 4 | 30 | 19 | 0
Q_gen_MVar | 4 | 30 | 20 | 0
Q_gen_MVar | 4 | 30 | 21 | 0
Q_gen_MVar | 4 | 30 | 22 | 0
Q_gen_MVar | 4 | 30 | 23 | 0
Q_gen_MVar | 4 | 30 | 24 | 0
Q_gen_MVar | 4 | 31 | 1 | 0
Q_gen_MVar | 4 | 31 | 2 | 0
Q_gen_MVar | 4 | 31 | 3 | 0
Q_gen_MVar | 4 | 31 | 4 | 0
Q_gen_MVar | 4 | 31 | 5 | 0
Q_gen_MVar | 4 | 31 | 6 | 0
Q_gen_MVar | 4 | 31 | 7 | 0
Q_gen_MVar | 4 | 31 | 8 | 0
Q_gen_MVar | 4 | 31 | 9 | 0
Q_gen_MVar | 4 | 31 | 10 | 0
Q_gen_MVar | 4 | 31 | 11 | 0
Q_gen_MVar | 4 | 31 | 12 | 0
Q_gen_MVar | 4 | 31 | 13 | 0
Q_gen_MVar | 4 | 31 | 14 | 0
Q_gen_MVar | 4 | 31 | 15 | 0
Q_gen_MVar | 4 | 31 | 16 | 0
Q_gen_MVar | 4 | 31 | 17 | 0
Q_gen_MVar | 4 | 31 | 18 | 0
Q_gen_MVar | 4 | 31 | 19 | 0
Q_gen_MVar | 4 | 31 | 20 | 0
Q_gen_MVar | 4 | 31 | 21 | 0
Q_gen_MVar | 4 | 31 | 22 | 0
Q_gen_MVar | 4 | 31 | 23 | 0
Q_gen_MVar | 4 | 31 | 24 | 0
Q_gen_MVar | 4 | 32 | 1 | 0
Q_gen_MVar | 4 | 32 | 2 | 0
Q_gen_MVar | 4 | 32 | 3 | 0
Q_gen_MVar | 4 | 32 | 4 | 0
Q_gen_MVar | 4 | 32 | 5 | 0
Q_gen_MVar | 4 | 32 | 6 | 0
Q_gen_MVar | 4 | 32 | 7 | 0
Q_gen_MVar | 4 | 32 | 8 | 0
Q_gen_MVar | 4 | 32 | 9 | 0
Q_gen_MVar | 4 | 32 | 10 | 0
Q_gen_MVar | 4 | 32 | 11 | 0
Q_gen_MVar | 4 | 32 | 12 | 0
Q_gen_MVar | 4 | 32 | 13 | 0
Q_gen_MVar | 4 | 32 | 14 | 0
Q_gen_MVar | 4 | 32 | 15 | 0
Q_gen_MVar | 4 | 32 | 16 | 0
Q_gen_MVar | 4 | 32 | 17 | 0
Q_gen_MVar | 4 | 32 | 18 | 0
Q_gen_MVar | 4 | 32 | 19 | 0
Q_gen_MVar | 4 | 32 | 20 | 0
Q_gen_MVar | 4 | 32 | 21 | 0
Q_gen_MVar | 4 | 32 | 22 | 0
Q_gen_MVar | 4 | 32 | 23 | 0
Q_gen_MVar | 4 | 32 | 24 | 0
Q_gen_MVar | 4 | 33 | 1 | 0
Q_gen_MVar | 4 | 33 | 2 | 0
Q_gen_MVar | 4 | 33 | 3 | 0
Q_gen_MVar | 4 | 33 | 4 | 0
Q_gen_MVar | 4 | 33 | 5 | 0
Q_gen_MVar | 4 | 33 | 6 | 0
Q_gen_MVar | 4 | 33 | 7 | 0
Q_gen_MVar | 4 | 33 | 8 | 0
Q_gen_MVar | 4 | 33 | 9 | 0
Q_gen_MVar | 4 | 33 | 10 | 0
Q_gen_MVar | 4 | 33 | 11 | 0
Q_gen_MVar | 4 | 33 | 12 | 0
Q_gen_MVar | 4 | 33 | 13 | 0
Q_gen_MVar | 4 | 33 | 14 | 0
Q_gen_MVar | 4 | 33 | 15 | 0
Q_gen_MVar | 4 | 33 | 16 | 0
Q_gen_MVar | 4 | 33 | 17 | 0
Q_gen_MVar | 4 | 33 | 18 | 0
Q_gen_MVar | 4 | 33 | 19 | 0
Q_gen_MVar | 4 | 33 | 20 | 0
Q_gen_MVar | 4 | 33 | 21 | 0
Q_gen_MVar | 4 | 33 | 22 | 0
Q_gen_MVar | 4 | 33 | 23 | 0
Q_gen_MVar | 4 | 33 | 24 | 0
Q_gen_MVar | 5 | 1 | 1 | 0
Q_gen_MVar | 5 | 1 | 2 | 0
Q_gen_MVar | 5 | 1 | 3 | 0
Q_gen_MVar | 5 | 1 | 4 | 0
Q_gen_MVar | 5 | 1 | 5 | 0
Q_gen_MVar | 5 | 1 | 6 | 0
Q_gen_MVar | 5 | 1 | 7 | 0
Q_gen_MVar | 5 | 1 | 8 | 0
Q_gen_MVar | 5 | 1 | 9 | 0
Q_gen_MVar | 5 | 1 | 10 | 0
Q_gen_MVar | 5 | 1 | 11 | 0
Q_gen_MVar | 5 | 1 | 12 | 0
Q_gen_MVar | 5 | 1 | 13 | 0
Q_gen_MVar | 5 | 1 | 14 | 0
Q_gen_MVar | 5 | 1 | 15 | 0
Q_gen_MVar | 5 | 1 | 16 | 0
Q_gen_MVar | 5 | 1 | 17 | 0
Q_gen_MVar | 5 | 1 | 18 | 0
Q_gen_MVar | 5 | 1 | 19 | 0
Q_gen_MVar | 5 | 1 | 20 | 0
Q_gen_MVar | 5 | 1 | 21 | 0
Q_gen_MVar | 5 | 1 | 22 | 0
Q_gen_MVar | 5 | 1 | 23 | 0
Q_gen_MVar | 5 | 1 | 24 | 0
Q_gen_MVar | 5 | 2 | 1 | 0
Q_gen_MVar | 5 | 2 | 2 | 0
Q_gen_MVar | 5 | 2 | 3 | 0
Q_gen_MVar | 5 | 2 | 4 | 0
Q_gen_MVar | 5 | 2 | 5 | 0
Q_gen_MVar | 5 | 2 | 6 | 0
Q_gen_MVar | 5 | 2 | 7 | 0
Q_gen_MVar | 5 | 2 | 8 | 0
Q_gen_MVar | 5 | 2 | 9 | 0
Q_gen_MVar | 5 | 2 | 10 | 0
Q_gen_MVar | 5 | 2 | 11 | 0
Q_gen_MVar | 5 | 2 | 12 | 0
Q_gen_MVar | 5 | 2 | 13 | 0
Q_gen_MVar | 5 | 2 | 14 | 0
Q_gen_MVar | 5 | 2 | 15 | 0
Q_gen_MVar | 5 | 2 | 16 | 0
Q_gen_MVar | 5 | 2 | 17 | 0
Q_gen_MVar | 5 | 2 | 18 | 0
Q_gen_MVar | 5 | 2 | 19 | 0
Q_gen_MVar | 5 | 2 | 20 | 0
Q_gen_MVar | 5 | 2 | 21 | 0
Q_gen_MVar | 5 | 2 | 22 | 0
Q_gen_MVar | 5 | 2 | 23 | 0
Q_gen_MVar | 5 | 2 | 24 | 0
Q_gen_MVar | 5 | 3 | 1 | 0
Q_gen_MVar | 5 | 3 | 2 | 0
Q_gen_MVar | 5 | 3 | 3 | 0
Q_gen_MVar | 5 | 3 | 4 | 0
Q_gen_MVar | 5 | 3 | 5 | 0
Q_gen_MVar | 5 | 3 | 6 | 0
Q_gen_MVar | 5 | 3 | 7 | 0
Q_gen_MVar | 5 | 3 | 8 | 0
Q_gen_MVar | 5 | 3 | 9 | 0
Q_gen_MVar | 5 | 3 | 10 | 0
Q_gen_MVar | 5 | 3 | 11 | 0
Q_gen_MVar | 5 | 3 | 12 | 0
Q_gen_MVar | 5 | 3 | 13 | 0
Q_gen_MVar | 5 | 3 | 14 | 0
Q_gen_MVar | 5 | 3 | 15 | 0
Q_gen_MVar | 5 | 3 | 16 | 0
Q_gen_MVar | 5 | 3 | 17 | 0
Q_gen_MVar | 5 | 3 | 18 | 0
Q_gen_MVar | 5 | 3 | 19 | 0
Q_gen_MVar | 5 | 3 | 20 | 0
Q_gen_MVar | 5 | 3 | 21 | 0
Q_gen_MVar | 5 | 3 | 22 | 0
Q_gen_MVar | 5 | 3 | 23 | 0
Q_gen_MVar | 5 | 3 | 24 | 0
Q_gen_MVar | 5 | 4 | 1 | 0
Q_gen_MVar | 5 | 4 | 2 | 0
Q_gen_MVar | 5 | 4 | 3 | 0
Q_gen_MVar | 5 | 4 | 4 | 0
Q_gen_MVar | 5 | 4 | 5 | 0
Q_gen_MVar | 5 | 4 | 6 | 0
Q_gen_MVar | 5 | 4 | 7 | 0
Q_gen_MVar | 5 | 4 | 8 | 0
Q_gen_MVar | 5 | 4 | 9 | 0
Q_gen_MVar | 5 | 4 | 10 | 0
Q_gen_MVar | 5 | 4 | 11 | 0
Q_gen_MVar | 5 | 4 | 12 | 0
Q_gen_MVar | 5 | 4 | 13 | 0
Q_gen_MVar | 5 | 4 | 14 | 0
Q_gen_MVar | 5 | 4 | 15 | 0
Q_gen_MVar | 5 | 4 | 16 | 0
Q_gen_MVar | 5 | 4 | 17 | 0
Q_gen_MVar | 5 | 4 | 18 | 0
Q_gen_MVar | 5 | 4 | 19 | 0
Q_gen_MVar | 5 | 4 | 20 | 0
Q_gen_MVar | 5 | 4 | 21 | 0
Q_gen_MVar | 5 | 4 | 22 | 0
Q_gen_MVar | 5 | 4 | 23 | 0
Q_gen_MVar | 5 | 4 | 24 | 0
Q_gen_MVar | 5 | 5 | 1 | 0
Q_gen_MVar | 5 | 5 | 2 | 0
Q_gen_MVar | 5 | 5 | 3 | 0
Q_gen_MVar | 5 | 5 | 4 | 0
Q_gen_MVar | 5 | 5 | 5 | 0
Q_gen_MVar | 5 | 5 | 6 | 0
Q_gen_MVar | 5 | 5 | 7 | 0
Q_gen_MVar | 5 | 5 | 8 | 0
Q_gen_MVar | 5 | 5 | 9 | 0
Q_gen_MVar | 5 | 5 | 10 | 0
Q_gen_MVar | 5 | 5 | 11 | 0
Q_gen_MVar | 5 | 5 | 12 | 0
Q_gen_MVar | 5 | 5 | 13 | 0
Q_gen_MVar | 5 | 5 | 14 | 0
Q_gen_MVar | 5 | 5 | 15 | 0
Q_gen_MVar | 5 | 5 | 16 | 0
Q_gen_MVar | 5 | 5 | 17 | 0
Q_gen_MVar | 5 | 5 | 18 | 0
Q_gen_MVar | 5 | 5 | 19 | 0
Q_gen_MVar | 5 | 5 | 20 | 0
Q_gen_MVar | 5 | 5 | 21 | 0
Q_gen_MVar | 5 | 5 | 22 | 0
Q_gen_MVar | 5 | 5 | 23 | 0
Q_gen_MVar | 5 | 5 | 24 | 0
Q_gen_MVar | 5 | 6 | 1 | 0
Q_gen_MVar | 5 | 6 | 2 | 0
Q_gen_MVar | 5 | 6 | 3 | 0
Q_gen_MVar | 5 | 6 | 4 | 0
Q_gen_MVar | 5 | 6 | 5 | 0
Q_gen_MVar | 5 | 6 | 6 | 0
Q_gen_MVar | 5 | 6 | 7 | 0
Q_gen_MVar | 5 | 6 | 8 | 0
Q_gen_MVar | 5 | 6 | 9 | 0
Q_gen_MVar | 5 | 6 | 10 | 0
Q_gen_MVar | 5 | 6 | 11 | 0
Q_gen_MVar | 5 | 6 | 12 | 0
Q_gen_MVar | 5 | 6 | 13 | 0
Q_gen_MVar | 5 | 6 | 14 | 0
Q_gen_MVar | 5 | 6 | 15 | 0
Q_gen_MVar | 5 | 6 | 16 | 0
Q_gen_MVar | 5 | 6 | 17 | 0
Q_gen_MVar | 5 | 6 | 18 | 0
Q_gen_MVar | 5 | 6 | 19 | 0
Q_gen_MVar | 5 | 6 | 20 | 0
Q_gen_MVar | 5 | 6 | 21 | 0
Q_gen_MVar | 5 | 6 | 22 | 0
Q_gen_MVar | 5 | 6 | 23 | 0
Q_gen_MVar | 5 | 6 | 24 | 0
Q_gen_MVar | 5 | 7 | 1 | 0
Q_gen_MVar | 5 | 7 | 2 | 0
Q_gen_MVar | 5 | 7 | 3 | 0
Q_gen_MVar | 5 | 7 | 4 | 0
Q_gen_MVar | 5 | 7 | 5 | 0
Q_gen_MVar | 5 | 7 | 6 | 0
Q_gen_MVar | 5 | 7 | 7 | 0
Q_gen_MVar | 5 | 7 | 8 | 0
Q_gen_MVar | 5 | 7 | 9 | 0
Q_gen_MVar | 5 | 7 | 10 | 0
Q_gen_MVar | 5 | 7 | 11 | 0
Q_gen_MVar | 5 | 7 | 12 | 0
Q_gen_MVar | 5 | 7 | 13 | 0
Q_gen_MVar | 5 | 7 | 14 | 0
Q_gen_MVar | 5 | 7 | 15 | 0
Q_gen_MVar | 5 | 7 | 16 | 0
Q_gen_MVar | 5 | 7 | 17 | 0
Q_gen_MVar | 5 | 7 | 18 | 0
Q_gen_MVar | 5 | 7 | 19 | 0
Q_gen_MVar | 5 | 7 | 20 | 0
Q_gen_MVar | 5 | 7 | 21 | 0
Q_gen_MVar | 5 | 7 | 22 | 0
Q_gen_MVar | 5 | 7 | 23 | 0
Q_gen_MVar | 5 | 7 | 24 | 0
Q_gen_MVar | 5 | 8 | 1 | 0
Q_gen_MVar | 5 | 8 | 2 | 0
Q_gen_MVar | 5 | 8 | 3 | 0
Q_gen_MVar | 5 | 8 | 4 | 0
Q_gen_MVar | 5 | 8 | 5 | 0
Q_gen_MVar | 5 | 8 | 6 | 0
Q_gen_MVar | 5 | 8 | 7 | 0
Q_gen_MVar | 5 | 8 | 8 | 0
Q_gen_MVar | 5 | 8 | 9 | 0
Q_gen_MVar | 5 | 8 | 10 | 0
Q_gen_MVar | 5 | 8 | 11 | 0
Q_gen_MVar | 5 | 8 | 12 | 0
Q_gen_MVar | 5 | 8 | 13 | 0
Q_gen_MVar | 5 | 8 | 14 | 0
Q_gen_MVar | 5 | 8 | 15 | 0
Q_gen_MVar | 5 | 8 | 16 | 0
Q_gen_MVar | 5 | 8 | 17 | 0
Q_gen_MVar | 5 | 8 | 18 | 0
Q_gen_MVar | 5 | 8 | 19 | 0
Q_gen_MVar | 5 | 8 | 20 | 0
Q_gen_MVar | 5 | 8 | 21 | 0
Q_gen_MVar | 5 | 8 | 22 | 0
Q_gen_MVar | 5 | 8 | 23 | 0
Q_gen_MVar | 5 | 8 | 24 | 0
Q_gen_MVar | 5 | 9 | 1 | 0
Q_gen_MVar | 5 | 9 | 2 | 0
Q_gen_MVar | 5 | 9 | 3 | 0
Q_gen_MVar | 5 | 9 | 4 | 0
Q_gen_MVar | 5 | 9 | 5 | 0
Q_gen_MVar | 5 | 9 | 6 | 0
Q_gen_MVar | 5 | 9 | 7 | 0
Q_gen_MVar | 5 | 9 | 8 | 0
Q_gen_MVar | 5 | 9 | 9 | 0
Q_gen_MVar | 5 | 9 | 10 | 0
Q_gen_MVar | 5 | 9 | 11 | 0
Q_gen_MVar | 5 | 9 | 12 | 0
Q_gen_MVar | 5 | 9 | 13 | 0
Q_gen_MVar | 5 | 9 | 14 | 0
Q_gen_MVar | 5 | 9 | 15 | 0
Q_gen_MVar | 5 | 9 | 16 | 0
Q_gen_MVar | 5 | 9 | 17 | 0
Q_gen_MVar | 5 | 9 | 18 | 0
Q_gen_MVar | 5 | 9 | 19 | 0
Q_gen_MVar | 5 | 9 | 20 | 0
Q_gen_MVar | 5 | 9 | 21 | 0
Q_gen_MVar | 5 | 9 | 22 | 0
Q_gen_MVar | 5 | 9 | 23 | 0
Q_gen_MVar | 5 | 9 | 24 | 0
Q_gen_MVar | 5 | 10 | 1 | 0
Q_gen_MVar | 5 | 10 | 2 | 0
Q_gen_MVar | 5 | 10 | 3 | 0
Q_gen_MVar | 5 | 10 | 4 | 0
Q_gen_MVar | 5 | 10 | 5 | 0
Q_gen_MVar | 5 | 10 | 6 | 0
Q_gen_MVar | 5 | 10 | 7 | 0
Q_gen_MVar | 5 | 10 | 8 | 0
Q_gen_MVar | 5 | 10 | 9 | 0
Q_gen_MVar | 5 | 10 | 10 | 0
Q_gen_MVar | 5 | 10 | 11 | 0
Q_gen_MVar | 5 | 10 | 12 | 0
Q_gen_MVar | 5 | 10 | 13 | 0
Q_gen_MVar | 5 | 10 | 14 | 0
Q_gen_MVar | 5 | 10 | 15 | 0
Q_gen_MVar | 5 | 10 | 16 | 0
Q_gen_MVar | 5 | 10 | 17 | 0
Q_gen_MVar | 5 | 10 | 18 | 0
Q_gen_MVar | 5 | 10 | 19 | 0
Q_gen_MVar | 5 | 10 | 20 | 0
Q_gen_MVar | 5 | 10 | 21 | 0
Q_gen_MVar | 5 | 10 | 22 | 0
Q_gen_MVar | 5 | 10 | 23 | 0
Q_gen_MVar | 5 | 10 | 24 | 0
Q_gen_MVar | 5 | 11 | 1 | 0
Q_gen_MVar | 5 | 11 | 2 | 0
Q_gen_MVar | 5 | 11 | 3 | 0
Q_gen_MVar | 5 | 11 | 4 | 0
Q_gen_MVar | 5 | 11 | 5 | 0
Q_gen_MVar | 5 | 11 | 6 | 0
Q_gen_MVar | 5 | 11 | 7 | 0
Q_gen_MVar | 5 | 11 | 8 | 0
Q_gen_MVar | 5 | 11 | 9 | 0
Q_gen_MVar | 5 | 11 | 10 | 0
Q_gen_MVar | 5 | 11 | 11 | 0
Q_gen_MVar | 5 | 11 | 12 | 0
Q_gen_MVar | 5 | 11 | 13 | 0
Q_gen_MVar | 5 | 11 | 14 | 0
Q_gen_MVar | 5 | 11 | 15 | 0
Q_gen_MVar | 5 | 11 | 16 | 0
Q_gen_MVar | 5 | 11 | 17 | 0
Q_gen_MVar | 5 | 11 | 18 | 0
Q_gen_MVar | 5 | 11 | 19 | 0
Q_gen_MVar | 5 | 11 | 20 | 0
Q_gen_MVar | 5 | 11 | 21 | 0
Q_gen_MVar | 5 | 11 | 22 | 0
Q_gen_MVar | 5 | 11 | 23 | 0
Q_gen_MVar | 5 | 11 | 24 | 0
Q_gen_MVar | 5 | 12 | 1 | 0
Q_gen_MVar | 5 | 12 | 2 | 0
Q_gen_MVar | 5 | 12 | 3 | 0
Q_gen_MVar | 5 | 12 | 4 | 0
Q_gen_MVar | 5 | 12 | 5 | 0
Q_gen_MVar | 5 | 12 | 6 | 0
Q_gen_MVar | 5 | 12 | 7 | 0
Q_gen_MVar | 5 | 12 | 8 | 0
Q_gen_MVar | 5 | 12 | 9 | 0
Q_gen_MVar | 5 | 12 | 10 | 0
Q_gen_MVar | 5 | 12 | 11 | 0
Q_gen_MVar | 5 | 12 | 12 | 0
Q_gen_MVar | 5 | 12 | 13 | 0
Q_gen_MVar | 5 | 12 | 14 | 0
Q_gen_MVar | 5 | 12 | 15 | 0
Q_gen_MVar | 5 | 12 | 16 | 0
Q_gen_MVar | 5 | 12 | 17 | 0
Q_gen_MVar | 5 | 12 | 18 | 0
Q_gen_MVar | 5 | 12 | 19 | 0
Q_gen_MVar | 5 | 12 | 20 | 0
Q_gen_MVar | 5 | 12 | 21 | 0
Q_gen_MVar | 5 | 12 | 22 | 0
Q_gen_MVar | 5 | 12 | 23 | 0
Q_gen_MVar | 5 | 12 | 24 | 0
Q_gen_MVar | 5 | 13 | 1 | 0
Q_gen_MVar | 5 | 13 | 2 | 0
Q_gen_MVar | 5 | 13 | 3 | 0
Q_gen_MVar | 5 | 13 | 4 | 0
Q_gen_MVar | 5 | 13 | 5 | 0
Q_gen_MVar | 5 | 13 | 6 | 0
Q_gen_MVar | 5 | 13 | 7 | 0
Q_gen_MVar | 5 | 13 | 8 | 0
Q_gen_MVar | 5 | 13 | 9 | 0
Q_gen_MVar | 5 | 13 | 10 | 0
Q_gen_MVar | 5 | 13 | 11 | 0
Q_gen_MVar | 5 | 13 | 12 | 0
Q_gen_MVar | 5 | 13 | 13 | 0
Q_gen_MVar | 5 | 13 | 14 | 0
Q_gen_MVar | 5 | 13 | 15 | 0
Q_gen_MVar | 5 | 13 | 16 | 0
Q_gen_MVar | 5 | 13 | 17 | 0
Q_gen_MVar | 5 | 13 | 18 | 0
Q_gen_MVar | 5 | 13 | 19 | 0
Q_gen_MVar | 5 | 13 | 20 | 0
Q_gen_MVar | 5 | 13 | 21 | 0
Q_gen_MVar | 5 | 13 | 22 | 0
Q_gen_MVar | 5 | 13 | 23 | 0
Q_gen_MVar | 5 | 13 | 24 | 0
Q_gen_MVar | 5 | 14 | 1 | 0
Q_gen_MVar | 5 | 14 | 2 | 0
Q_gen_MVar | 5 | 14 | 3 | 0
Q_gen_MVar | 5 | 14 | 4 | 0
Q_gen_MVar | 5 | 14 | 5 | 0
Q_gen_MVar | 5 | 14 | 6 | 0
Q_gen_MVar | 5 | 14 | 7 | 0
Q_gen_MVar | 5 | 14 | 8 | 0
Q_gen_MVar | 5 | 14 | 9 | 0
Q_gen_MVar | 5 | 14 | 10 | 0
Q_gen_MVar | 5 | 14 | 11 | 0
Q_gen_MVar | 5 | 14 | 12 | 0
Q_gen_MVar | 5 | 14 | 13 | 0
Q_gen_MVar | 5 | 14 | 14 | 0
Q_gen_MVar | 5 | 14 | 15 | 0
Q_gen_MVar | 5 | 14 | 16 | 0
Q_gen_MVar | 5 | 14 | 17 | 0
Q_gen_MVar | 5 | 14 | 18 | 0
Q_gen_MVar | 5 | 14 | 19 | 0
Q_gen_MVar | 5 | 14 | 20 | 0
Q_gen_MVar | 5 | 14 | 21 | 0
Q_gen_MVar | 5 | 14 | 22 | 0
Q_gen_MVar | 5 | 14 | 23 | 0
Q_gen_MVar | 5 | 14 | 24 | 0
Q_gen_MVar | 5 | 15 | 1 | 0
Q_gen_MVar | 5 | 15 | 2 | 0
Q_gen_MVar | 5 | 15 | 3 | 0
Q_gen_MVar | 5 | 15 | 4 | 0
Q_gen_MVar | 5 | 15 | 5 | 0
Q_gen_MVar | 5 | 15 | 6 | 0
Q_gen_MVar | 5 | 15 | 7 | 0
Q_gen_MVar | 5 | 15 | 8 | 0
Q_gen_MVar | 5 | 15 | 9 | 0
Q_gen_MVar | 5 | 15 | 10 | 0
Q_gen_MVar | 5 | 15 | 11 | 0
Q_gen_MVar | 5 | 15 | 12 | 0
Q_gen_MVar | 5 | 15 | 13 | 0
Q_gen_MVar | 5 | 15 | 14 | 0
Q_gen_MVar | 5 | 15 | 15 | 0
Q_gen_MVar | 5 | 15 | 16 | 0
Q_gen_MVar | 5 | 15 | 17 | 0
Q_gen_MVar | 5 | 15 | 18 | 0
Q_gen_MVar | 5 | 15 | 19 | 0
Q_gen_MVar | 5 | 15 | 20 | 0
Q_gen_MVar | 5 | 15 | 21 | 0
Q_gen_MVar | 5 | 15 | 22 | 0
Q_gen_MVar | 5 | 15 | 23 | 0
Q_gen_MVar | 5 | 15 | 24 | 0
Q_gen_MVar | 5 | 16 | 1 | 0
Q_gen_MVar | 5 | 16 | 2 | 0
Q_gen_MVar | 5 | 16 | 3 | 0
Q_gen_MVar | 5 | 16 | 4 | 0
Q_gen_MVar | 5 | 16 | 5 | 0
Q_gen_MVar | 5 | 16 | 6 | 0
Q_gen_MVar | 5 | 16 | 7 | 0
Q_gen_MVar | 5 | 16 | 8 | 0
Q_gen_MVar | 5 | 16 | 9 | 0
Q_gen_MVar | 5 | 16 | 10 | 0
Q_gen_MVar | 5 | 16 | 11 | 0
Q_gen_MVar | 5 | 16 | 12 | 0
Q_gen_MVar | 5 | 16 | 13 | 0
Q_gen_MVar | 5 | 16 | 14 | 0
Q_gen_MVar | 5 | 16 | 15 | 0
Q_gen_MVar | 5 | 16 | 16 | 0
Q_gen_MVar | 5 | 16 | 17 | 0
Q_gen_MVar | 5 | 16 | 18 | 0
Q_gen_MVar | 5 | 16 | 19 | 0
Q_gen_MVar | 5 | 16 | 20 | 0
Q_gen_MVar | 5 | 16 | 21 | 0
Q_gen_MVar | 5 | 16 | 22 | 0
Q_gen_MVar | 5 | 16 | 23 | 0
Q_gen_MVar | 5 | 16 | 24 | 0
Q_gen_MVar | 5 | 17 | 1 | 0
Q_gen_MVar | 5 | 17 | 2 | 0
Q_gen_MVar | 5 | 17 | 3 | 0
Q_gen_MVar | 5 | 17 | 4 | 0
Q_gen_MVar | 5 | 17 | 5 | 0
Q_gen_MVar | 5 | 17 | 6 | 0
Q_gen_MVar | 5 | 17 | 7 | 0
Q_gen_MVar | 5 | 17 | 8 | 0
Q_gen_MVar | 5 | 17 | 9 | 0
Q_gen_MVar | 5 | 17 | 10 | 0
Q_gen_MVar | 5 | 17 | 11 | 0
Q_gen_MVar | 5 | 17 | 12 | 0
Q_gen_MVar | 5 | 17 | 13 | 0
Q_gen_MVar | 5 | 17 | 14 | 0
Q_gen_MVar | 5 | 17 | 15 | 0
Q_gen_MVar | 5 | 17 | 16 | 0
Q_gen_MVar | 5 | 17 | 17 | 0
Q_gen_MVar | 5 | 17 | 18 | 0
Q_gen_MVar | 5 | 17 | 19 | 0
Q_gen_MVar | 5 | 17 | 20 | 0
Q_gen_MVar | 5 | 17 | 21 | 0
Q_gen_MVar | 5 | 17 | 22 | 0
Q_gen_MVar | 5 | 17 | 23 | 0
Q_gen_MVar | 5 | 17 | 24 | 0
Q_gen_MVar | 5 | 18 | 1 | 0
Q_gen_MVar | 5 | 18 | 2 | 0
Q_gen_MVar | 5 | 18 | 3 | 0
Q_gen_MVar | 5 | 18 | 4 | 0
Q_gen_MVar | 5 | 18 | 5 | 0
Q_gen_MVar | 5 | 18 | 6 | 0
Q_gen_MVar | 5 | 18 | 7 | 0
Q_gen_MVar | 5 | 18 | 8 | 0
Q_gen_MVar | 5 | 18 | 9 | 0
Q_gen_MVar | 5 | 18 | 10 | 0
Q_gen_MVar | 5 | 18 | 11 | 0
Q_gen_MVar | 5 | 18 | 12 | 0
Q_gen_MVar | 5 | 18 | 13 | 0
Q_gen_MVar | 5 | 18 | 14 | 0
Q_gen_MVar | 5 | 18 | 15 | 0
Q_gen_MVar | 5 | 18 | 16 | 0
Q_gen_MVar | 5 | 18 | 17 | 0
Q_gen_MVar | 5 | 18 | 18 | 0
Q_gen_MVar | 5 | 18 | 19 | 0
Q_gen_MVar | 5 | 18 | 20 | 0
Q_gen_MVar | 5 | 18 | 21 | 0
Q_gen_MVar | 5 | 18 | 22 | 0
Q_gen_MVar | 5 | 18 | 23 | 0
Q_gen_MVar | 5 | 18 | 24 | 0
Q_gen_MVar | 5 | 19 | 1 | 0
Q_gen_MVar | 5 | 19 | 2 | 0
Q_gen_MVar | 5 | 19 | 3 | 0
Q_gen_MVar | 5 | 19 | 4 | 0
Q_gen_MVar | 5 | 19 | 5 | 0
Q_gen_MVar | 5 | 19 | 6 | 0
Q_gen_MVar | 5 | 19 | 7 | 0
Q_gen_MVar | 5 | 19 | 8 | 0
Q_gen_MVar | 5 | 19 | 9 | 0
Q_gen_MVar | 5 | 19 | 10 | 0
Q_gen_MVar | 5 | 19 | 11 | 0
Q_gen_MVar | 5 | 19 | 12 | 0
Q_gen_MVar | 5 | 19 | 13 | 0
Q_gen_MVar | 5 | 19 | 14 | 0
Q_gen_MVar | 5 | 19 | 15 | 0
Q_gen_MVar | 5 | 19 | 16 | 0
Q_gen_MVar | 5 | 19 | 17 | 0
Q_gen_MVar | 5 | 19 | 18 | 0
Q_gen_MVar | 5 | 19 | 19 | 0
Q_gen_MVar | 5 | 19 | 20 | 0
Q_gen_MVar | 5 | 19 | 21 | 0
Q_gen_MVar | 5 | 19 | 22 | 0
Q_gen_MVar | 5 | 19 | 23 | 0
Q_gen_MVar | 5 | 19 | 24 | 0
Q_gen_MVar | 5 | 20 | 1 | 0
Q_gen_MVar | 5 | 20 | 2 | 0
Q_gen_MVar | 5 | 20 | 3 | 0
Q_gen_MVar | 5 | 20 | 4 | 0
Q_gen_MVar | 5 | 20 | 5 | 0
Q_gen_MVar | 5 | 20 | 6 | 0
Q_gen_MVar | 5 | 20 | 7 | 0.0042158
Q_gen_MVar | 5 | 20 | 8 | 0.020604
Q_gen_MVar | 5 | 20 | 9 | 0.040071
Q_gen_MVar | 5 | 20 | 10 | 0.057207
Q_gen_MVar | 5 | 20 | 11 | 0.060661
Q_gen_MVar | 5 | 20 | 12 | 0.065149
Q_gen_MVar | 5 | 20 | 13 | 0.070148
Q_gen_MVar | 5 | 20 | 14 | 0.066758
Q_gen_MVar | 5 | 20 | 15 | 0.0743
Q_gen_MVar | 5 | 20 | 16 | 0.065358
Q_gen_MVar | 5 | 20 | 17 | 0.052899
Q_gen_MVar | 5 | 20 | 18 | 0.035873
Q_gen_MVar | 5 | 20 | 19 | 0.017083
Q_gen_MVar | 5 | 20 | 20 | 0.0094234
Q_gen_MVar | 5 | 20 | 21 | 0.006979
Q_gen_MVar | 5 | 20 | 22 | 0.0033372
Q_gen_MVar | 5 | 20 | 23 | 0.0015269
Q_gen_MVar | 5 | 20 | 24 | 0
Q_gen_MVar | 5 | 21 | 1 | 0
Q_gen_MVar | 5 | 21 | 2 | 0
Q_gen_MVar | 5 | 21 | 3 | 0
Q_gen_MVar | 5 | 21 | 4 | 0
Q_gen_MVar | 5 | 21 | 5 | 0
Q_gen_MVar | 5 | 21 | 6 | 0
Q_gen_MVar | 5 | 21 | 7 | 0
Q_gen_MVar | 5 | 21 | 8 | 0
Q_gen_MVar | 5 | 21 | 9 | 0
Q_gen_MVar | 5 | 21 | 10 | 0
Q_gen_MVar | 5 | 21 | 11 | 0
Q_gen_MVar | 5 | 21 | 12 | 0
Q_gen_MVar | 5 | 21 | 13 | 0
Q_gen_MVar | 5 | 21 | 14 | 0
Q_gen_MVar | 5 | 21 | 15 | 0
Q_gen_MVar | 5 | 21 | 16 | 0
Q_gen_MVar | 5 | 21 | 17 | 0
Q_gen_MVar | 5 | 21 | 18 | 0
Q_gen_MVar | 5 | 21 | 19 | 0
Q_gen_MVar | 5 | 21 | 20 | 0
Q_gen_MVar | 5 | 21 | 21 | 0
Q_gen_MVar | 5 | 21 | 22 | 0
Q_gen_MVar | 5 | 21 | 23 | 0
Q_gen_MVar | 5 | 21 | 24 | 0
Q_gen_MVar | 5 | 22 | 1 | 0
Q_gen_MVar | 5 | 22 | 2 | 0
Q_gen_MVar | 5 | 22 | 3 | 0
Q_gen_MVar | 5 | 22 | 4 | 0
Q_gen_MVar | 5 | 22 | 5 | 0
Q_gen_MVar | 5 | 22 | 6 | 0
Q_gen_MVar | 5 | 22 | 7 | 0
Q_gen_MVar | 5 | 22 | 8 | 0
Q_gen_MVar | 5 | 22 | 9 | 0
Q_gen_MVar | 5 | 22 | 10 | 0
Q_gen_MVar | 5 | 22 | 11 | 0
Q_gen_MVar | 5 | 22 | 12 | 0
Q_gen_MVar | 5 | 22 | 13 | 0
Q_gen_MVar | 5 | 22 | 14 | 0
Q_gen_MVar | 5 | 22 | 15 | 0
Q_gen_MVar | 5 | 22 | 16 | 0
Q_gen_MVar | 5 | 22 | 17 | 0
Q_gen_MVar | 5 | 22 | 18 | 0
Q_gen_MVar | 5 | 22 | 19 | 0
Q_gen_MVar | 5 | 22 | 20 | 0
Q_gen_MVar | 5 | 22 | 21 | 0
Q_gen_MVar | 5 | 22 | 22 | 0
Q_gen_MVar | 5 | 22 | 23 | 0
Q_gen_MVar | 5 | 22 | 24 | 0
Q_gen_MVar | 5 | 23 | 1 | 0
Q_gen_MVar | 5 | 23 | 2 | 0
Q_gen_MVar | 5 | 23 | 3 | 0
Q_gen_MVar | 5 | 23 | 4 | 0
Q_gen_MVar | 5 | 23 | 5 | 0
Q_gen_MVar | 5 | 23 | 6 | 0
Q_gen_MVar | 5 | 23 | 7 | 0
Q_gen_MVar | 5 | 23 | 8 | 0
Q_gen_MVar | 5 | 23 | 9 | 0
Q_gen_MVar | 5 | 23 | 10 | 0
Q_gen_MVar | 5 | 23 | 11 | 0
Q_gen_MVar | 5 | 23 | 12 | 0
Q_gen_MVar | 5 | 23 | 13 | 0
Q_gen_MVar | 5 | 23 | 14 | 0
Q_gen_MVar | 5 | 23 | 15 | 0
Q_gen_MVar | 5 | 23 | 16 | 0
Q_gen_MVar | 5 | 23 | 17 | 0
Q_gen_MVar | 5 | 23 | 18 | 0
Q_gen_MVar | 5 | 23 | 19 | 0
Q_gen_MVar | 5 | 23 | 20 | 0
Q_gen_MVar | 5 | 23 | 21 | 0
Q_gen_MVar | 5 | 23 | 22 | 0
Q_gen_MVar | 5 | 23 | 23 | 0
Q_gen_MVar | 5 | 23 | 24 | 0
Q_gen_MVar | 5 | 24 | 1 | 0
Q_gen_MVar | 5 | 24 | 2 | 0
Q_gen_MVar | 5 | 24 | 3 | 0
Q_gen_MVar | 5 | 24 | 4 | 0
Q_gen_MVar | 5 | 24 | 5 | 0
Q_gen_MVar | 5 | 24 | 6 | 0
Q_gen_MVar | 5 | 24 | 7 | 0
Q_gen_MVar | 5 | 24 | 8 | 0
Q_gen_MVar | 5 | 24 | 9 | 0
Q_gen_MVar | 5 | 24 | 10 | 0
Q_gen_MVar | 5 | 24 | 11 | 0
Q_gen_MVar | 5 | 24 | 12 | 0
Q_gen_MVar | 5 | 24 | 13 | 0
Q_gen_MVar | 5 | 24 | 14 | 0
Q_gen_MVar | 5 | 24 | 15 | 0
Q_gen_MVar | 5 | 24 | 16 | 0
Q_gen_MVar | 5 | 24 | 17 | 0
Q_gen_MVar | 5 | 24 | 18 | 0
Q_gen_MVar | 5 | 24 | 19 | 0
Q_gen_MVar | 5 | 24 | 20 | 0
Q_gen_MVar | 5 | 24 | 21 | 0
Q_gen_MVar | 5 | 24 | 22 | 0
Q_gen_MVar | 5 | 24 | 23 | 0
Q_gen_MVar | 5 | 24 | 24 | 0
Q_gen_MVar | 5 | 25 | 1 | 0
Q_gen_MVar | 5 | 25 | 2 | 0
Q_gen_MVar | 5 | 25 | 3 | 0
Q_gen_MVar | 5 | 25 | 4 | 0
Q_gen_MVar | 5 | 25 | 5 | 0
Q_gen_MVar | 5 | 25 | 6 | 0
Q_gen_MVar | 5 | 25 | 7 | 0
Q_gen_MVar | 5 | 25 | 8 | 0
Q_gen_MVar | 5 | 25 | 9 | 0
Q_gen_MVar | 5 | 25 | 10 | 0
Q_gen_MVar | 5 | 25 | 11 | 0
Q_gen_MVar | 5 | 25 | 12 | 0
Q_gen_MVar | 5 | 25 | 13 | 0
Q_gen_MVar | 5 | 25 | 14 | 0
Q_gen_MVar | 5 | 25 | 15 | 0
Q_gen_MVar | 5 | 25 | 16 | 0
Q_gen_MVar | 5 | 25 | 17 | 0
Q_gen_MVar | 5 | 25 | 18 | 0
Q_gen_MVar | 5 | 25 | 19 | 0
Q_gen_MVar | 5 | 25 | 20 | 0
Q_gen_MVar | 5 | 25 | 21 | 0
Q_gen_MVar | 5 | 25 | 22 | 0
Q_gen_MVar | 5 | 25 | 23 | 0
Q_gen_MVar | 5 | 25 | 24 | 0
Q_gen_MVar | 5 | 26 | 1 | 0
Q_gen_MVar | 5 | 26 | 2 | 0
Q_gen_MVar | 5 | 26 | 3 | 0
Q_gen_MVar | 5 | 26 | 4 | 0
Q_gen_MVar | 5 | 26 | 5 | 0
Q_gen_MVar | 5 | 26 | 6 | 0
Q_gen_MVar | 5 | 26 | 7 | 0
Q_gen_MVar | 5 | 26 | 8 | 0
Q_gen_MVar | 5 | 26 | 9 | 0
Q_gen_MVar | 5 | 26 | 10 | 0
Q_gen_MVar | 5 | 26 | 11 | 0
Q_gen_MVar | 5 | 26 | 12 | 0
Q_gen_MVar | 5 | 26 | 13 | 0
Q_gen_MVar | 5 | 26 | 14 | 0
Q_gen_MVar | 5 | 26 | 15 | 0
Q_gen_MVar | 5 | 26 | 16 | 0
Q_gen_MVar | 5 | 26 | 17 | 0
Q_gen_MVar | 5 | 26 | 18 | 0
Q_gen_MVar | 5 | 26 | 19 | 0
Q_gen_MVar | 5 | 26 | 20 | 0
Q_gen_MVar | 5 | 26 | 21 | 0
Q_gen_MVar | 5 | 26 | 22 | 0
Q_gen_MVar | 5 | 26 | 23 | 0
Q_gen_MVar | 5 | 26 | 24 | 0
Q_gen_MVar | 5 | 27 | 1 | 0
Q_gen_MVar | 5 | 27 | 2 | 0
Q_gen_MVar | 5 | 27 | 3 | 0
Q_gen_MVar | 5 | 27 | 4 | 0
Q_gen_MVar | 5 | 27 | 5 | 0
Q_gen_MVar | 5 | 27 | 6 | 0
Q_gen_MVar | 5 | 27 | 7 | 0
Q_gen_MVar | 5 | 27 | 8 | 0
Q_gen_MVar | 5 | 27 | 9 | 0
Q_gen_MVar | 5 | 27 | 10 | 0
Q_gen_MVar | 5 | 27 | 11 | 0
Q_gen_MVar | 5 | 27 | 12 | 0
Q_gen_MVar | 5 | 27 | 13 | 0
Q_gen_MVar | 5 | 27 | 14 | 0
Q_gen_MVar | 5 | 27 | 15 | 0
Q_gen_MVar | 5 | 27 | 16 | 0
Q_gen_MVar | 5 | 27 | 17 | 0
Q_gen_MVar | 5 | 27 | 18 | 0
Q_gen_MVar | 5 | 27 | 19 | 0
Q_gen_MVar | 5 | 27 | 20 | 0
Q_gen_MVar | 5 | 27 | 21 | 0
Q_gen_MVar | 5 | 27 | 22 | 0
Q_gen_MVar | 5 | 27 | 23 | 0
Q_gen_MVar | 5 | 27 | 24 | 0
Q_gen_MVar | 5 | 28 | 1 | 0
Q_gen_MVar | 5 | 28 | 2 | 0
Q_gen_MVar | 5 | 28 | 3 | 0
Q_gen_MVar | 5 | 28 | 4 | 0
Q_gen_MVar | 5 | 28 | 5 | 0
Q_gen_MVar | 5 | 28 | 6 | 0
Q_gen_MVar | 5 | 28 | 7 | 0
Q_gen_MVar | 5 | 28 | 8 | 0
Q_gen_MVar | 5 | 28 | 9 | 0
Q_gen_MVar | 5 | 28 | 10 | 0
Q_gen_MVar | 5 | 28 | 11 | 0
Q_gen_MVar | 5 | 28 | 12 | 0
Q_gen_MVar | 5 | 28 | 13 | 0
Q_gen_MVar | 5 | 28 | 14 | 0
Q_gen_MVar | 5 | 28 | 15 | 0
Q_gen_MVar | 5 | 28 | 16 | 0
Q_gen_MVar | 5 | 28 | 17 | 0
Q_gen_MVar | 5 | 28 | 18 | 0
Q_gen_MVar | 5 | 28 | 19 | 0
Q_gen_MVar | 5 | 28 | 20 | 0
Q_gen_MVar | 5 | 28 | 21 | 0
Q_gen_MVar | 5 | 28 | 22 | 0
Q_gen_MVar | 5 | 28 | 23 | 0
Q_gen_MVar | 5 | 28 | 24 | 0
Q_gen_MVar | 5 | 29 | 1 | 0
Q_gen_MVar | 5 | 29 | 2 | 0
Q_gen_MVar | 5 | 29 | 3 | 0
Q_gen_MVar | 5 | 29 | 4 | 0
Q_gen_MVar | 5 | 29 | 5 | 0
Q_gen_MVar | 5 | 29 | 6 | 0
Q_gen_MVar | 5 | 29 | 7 | 0
Q_gen_MVar | 5 | 29 | 8 | 0
Q_gen_MVar | 5 | 29 | 9 | 0
Q_gen_MVar | 5 | 29 | 10 | 0
Q_gen_MVar | 5 | 29 | 11 | 0
Q_gen_MVar | 5 | 29 | 12 | 0
Q_gen_MVar | 5 | 29 | 13 | 0
Q_gen_MVar | 5 | 29 | 14 | 0
Q_gen_MVar | 5 | 29 | 15 | 0
Q_gen_MVar | 5 | 29 | 16 | 0
Q_gen_MVar | 5 | 29 | 17 | 0
Q_gen_MVar | 5 | 29 | 18 | 0
Q_gen_MVar | 5 | 29 | 19 | 0
Q_gen_MVar | 5 | 29 | 20 | 0
Q_gen_MVar | 5 | 29 | 21 | 0
Q_gen_MVar | 5 | 29 | 22 | 0
Q_gen_MVar | 5 | 29 | 23 | 0
Q_gen_MVar | 5 | 29 | 24 | 0
Q_gen_MVar | 5 | 30 | 1 | 0
Q_gen_MVar | 5 | 30 | 2 | 0
Q_gen_MVar | 5 | 30 | 3 | 0
Q_gen_MVar | 5 | 30 | 4 | 0
Q_gen_MVar | 5 | 30 | 5 | 0
Q_gen_MVar | 5 | 30 | 6 | 0
Q_gen_MVar | 5 | 30 | 7 | 0
Q_gen_MVar | 5 | 30 | 8 | 0
Q_gen_MVar | 5 | 30 | 9 | 0
Q_gen_MVar | 5 | 30 | 10 | 0
Q_gen_MVar | 5 | 30 | 11 | 0
Q_gen_MVar | 5 | 30 | 12 | 0
Q_gen_MVar | 5 | 30 | 13 | 0
Q_gen_MVar | 5 | 30 | 14 | 0
Q_gen_MVar | 5 | 30 | 15 | 0
Q_gen_MVar | 5 | 30 | 16 | 0
Q_gen_MVar | 5 | 30 | 17 | 0
Q_gen_MVar | 5 | 30 | 18 | 0
Q_gen_MVar | 5 | 30 | 19 | 0
Q_gen_MVar | 5 | 30 | 20 | 0
Q_gen_MVar | 5 | 30 | 21 | 0
Q_gen_MVar | 5 | 30 | 22 | 0
Q_gen_MVar | 5 | 30 | 23 | 0
Q_gen_MVar | 5 | 30 | 24 | 0
Q_gen_MVar | 5 | 31 | 1 | 0
Q_gen_MVar | 5 | 31 | 2 | 0
Q_gen_MVar | 5 | 31 | 3 | 0
Q_gen_MVar | 5 | 31 | 4 | 0
Q_gen_MVar | 5 | 31 | 5 | 0
Q_gen_MVar | 5 | 31 | 6 | 0
Q_gen_MVar | 5 | 31 | 7 | 0
Q_gen_MVar | 5 | 31 | 8 | 0
Q_gen_MVar | 5 | 31 | 9 | 0
Q_gen_MVar | 5 | 31 | 10 | 0
Q_gen_MVar | 5 | 31 | 11 | 0
Q_gen_MVar | 5 | 31 | 12 | 0
Q_gen_MVar | 5 | 31 | 13 | 0
Q_gen_MVar | 5 | 31 | 14 | 0
Q_gen_MVar | 5 | 31 | 15 | 0
Q_gen_MVar | 5 | 31 | 16 | 0
Q_gen_MVar | 5 | 31 | 17 | 0
Q_gen_MVar | 5 | 31 | 18 | 0
Q_gen_MVar | 5 | 31 | 19 | 0
Q_gen_MVar | 5 | 31 | 20 | 0
Q_gen_MVar | 5 | 31 | 21 | 0
Q_gen_MVar | 5 | 31 | 22 | 0
Q_gen_MVar | 5 | 31 | 23 | 0
Q_gen_MVar | 5 | 31 | 24 | 0
Q_gen_MVar | 5 | 32 | 1 | 0
Q_gen_MVar | 5 | 32 | 2 | 0
Q_gen_MVar | 5 | 32 | 3 | 0
Q_gen_MVar | 5 | 32 | 4 | 0
Q_gen_MVar | 5 | 32 | 5 | 0
Q_gen_MVar | 5 | 32 | 6 | 0
Q_gen_MVar | 5 | 32 | 7 | 0
Q_gen_MVar | 5 | 32 | 8 | 0
Q_gen_MVar | 5 | 32 | 9 | 0
Q_gen_MVar | 5 | 32 | 10 | 0
Q_gen_MVar | 5 | 32 | 11 | 0
Q_gen_MVar | 5 | 32 | 12 | 0
Q_gen_MVar | 5 | 32 | 13 | 0
Q_gen_MVar | 5 | 32 | 14 | 0
Q_gen_MVar | 5 | 32 | 15 | 0
Q_gen_MVar | 5 | 32 | 16 | 0
Q_gen_MVar | 5 | 32 | 17 | 0
Q_gen_MVar | 5 | 32 | 18 | 0
Q_gen_MVar | 5 | 32 | 19 | 0
Q_gen_MVar | 5 | 32 | 20 | 0
Q_gen_MVar | 5 | 32 | 21 | 0
Q_gen_MVar | 5 | 32 | 22 | 0
Q_gen_MVar | 5 | 32 | 23 | 0
Q_gen_MVar | 5 | 32 | 24 | 0
Q_gen_MVar | 5 | 33 | 1 | 0
Q_gen_MVar | 5 | 33 | 2 | 0
Q_gen_MVar | 5 | 33 | 3 | 0
Q_gen_MVar | 5 | 33 | 4 | 0
Q_gen_MVar | 5 | 33 | 5 | 0
Q_gen_MVar | 5 | 33 | 6 | 0
Q_gen_MVar | 5 | 33 | 7 | 0
Q_gen_MVar | 5 | 33 | 8 | 0
Q_gen_MVar | 5 | 33 | 9 | 0
Q_gen_MVar | 5 | 33 | 10 | 0
Q_gen_MVar | 5 | 33 | 11 | 0
Q_gen_MVar | 5 | 33 | 12 | 0
Q_gen_MVar | 5 | 33 | 13 | 0
Q_gen_MVar | 5 | 33 | 14 | 0
Q_gen_MVar | 5 | 33 | 15 | 0
Q_gen_MVar | 5 | 33 | 16 | 0
Q_gen_MVar | 5 | 33 | 17 | 0
Q_gen_MVar | 5 | 33 | 18 | 0
Q_gen_MVar | 5 | 33 | 19 | 0
Q_gen_MVar | 5 | 33 | 20 | 0
Q_gen_MVar | 5 | 33 | 21 | 0
Q_gen_MVar | 5 | 33 | 22 | 0
Q_gen_MVar | 5 | 33 | 23 | 0
Q_gen_MVar | 5 | 33 | 24 | 0

## V_mag_kv
Variable_name | Index: Buses | Index: Times | Value
V_mag_kv | 1 | 1 | 12.66
V_mag_kv | 1 | 2 | 12.66
V_mag_kv | 1 | 3 | 12.66
V_mag_kv | 1 | 4 | 12.66
V_mag_kv | 1 | 5 | 12.66
V_mag_kv | 1 | 6 | 12.66
V_mag_kv | 1 | 7 | 12.66
V_mag_kv | 1 | 8 | 12.66
V_mag_kv | 1 | 9 | 12.66
V_mag_kv | 1 | 10 | 12.66
V_mag_kv | 1 | 11 | 12.66
V_mag_kv | 1 | 12 | 12.66
V_mag_kv | 1 | 13 | 12.66
V_mag_kv | 1 | 14 | 12.66
V_mag_kv | 1 | 15 | 12.66
V_mag_kv | 1 | 16 | 12.66
V_mag_kv | 1 | 17 | 12.66
V_mag_kv | 1 | 18 | 12.66
V_mag_kv | 1 | 19 | 12.66
V_mag_kv | 1 | 20 | 12.66
V_mag_kv | 1 | 21 | 12.66
V_mag_kv | 1 | 22 | 12.66
V_mag_kv | 1 | 23 | 12.66
V_mag_kv | 1 | 24 | 12.66
V_mag_kv | 2 | 1 | 12.6424
V_mag_kv | 2 | 2 | 12.643
V_mag_kv | 2 | 3 | 12.6434
V_mag_kv | 2 | 4 | 12.6436
V_mag_kv | 2 | 5 | 12.6436
V_mag_kv | 2 | 6 | 12.6429
V_mag_kv | 2 | 7 | 12.6425
V_mag_kv | 2 | 8 | 12.6441
V_mag_kv | 2 | 9 | 12.6433
V_mag_kv | 2 | 10 | 12.6437
V_mag_kv | 2 | 11 | 12.6431
V_mag_kv | 2 | 12 | 12.6443
V_mag_kv | 2 | 13 | 12.647
V_mag_kv | 2 | 14 | 12.6446
V_mag_kv | 2 | 15 | 12.647
V_mag_kv | 2 | 16 | 12.6455
V_mag_kv | 2 | 17 | 12.6435
V_mag_kv | 2 | 18 | 12.6412
V_mag_kv | 2 | 19 | 12.6382
V_mag_kv | 2 | 20 | 12.6373
V_mag_kv | 2 | 21 | 12.6383
V_mag_kv | 2 | 22 | 12.6392
V_mag_kv | 2 | 23 | 12.6407
V_mag_kv | 2 | 24 | 12.6411
V_mag_kv | 3 | 1 | 12.5859
V_mag_kv | 3 | 2 | 12.5879
V_mag_kv | 3 | 3 | 12.5893
V_mag_kv | 3 | 4 | 12.5901
V_mag_kv | 3 | 5 | 12.59
V_mag_kv | 3 | 6 | 12.5877
V_mag_kv | 3 | 7 | 12.5857
V_mag_kv | 3 | 8 | 12.5894
V_mag_kv | 3 | 9 | 12.5818
V_mag_kv | 3 | 10 | 12.5815
V_mag_kv | 3 | 11 | 12.5794
V_mag_kv | 3 | 12 | 12.5843
V_mag_kv | 3 | 13 | 12.5965
V_mag_kv | 3 | 14 | 12.5859
V_mag_kv | 3 | 15 | 12.5945
V_mag_kv | 3 | 16 | 12.5901
V_mag_kv | 3 | 17 | 12.5843
V_mag_kv | 3 | 18 | 12.5785
V_mag_kv | 3 | 19 | 12.5691
V_mag_kv | 3 | 20 | 12.5666
V_mag_kv | 3 | 21 | 12.5709
V_mag_kv | 3 | 22 | 12.5744
V_mag_kv | 3 | 23 | 12.5795
V_mag_kv | 3 | 24 | 12.5807
V_mag_kv | 4 | 1 | 12.5659
V_mag_kv | 4 | 2 | 12.5688
V_mag_kv | 4 | 3 | 12.5707
V_mag_kv | 4 | 4 | 12.5718
V_mag_kv | 4 | 5 | 12.5716
V_mag_kv | 4 | 6 | 12.5684
V_mag_kv | 4 | 7 | 12.5655
V_mag_kv | 4 | 8 | 12.5693
V_mag_kv | 4 | 9 | 12.5571
V_mag_kv | 4 | 10 | 12.5541
V_mag_kv | 4 | 11 | 12.5504
V_mag_kv | 4 | 12 | 12.5565
V_mag_kv | 4 | 13 | 12.5712
V_mag_kv | 4 | 14 | 12.5581
V_mag_kv | 4 | 15 | 12.57
V_mag_kv | 4 | 16 | 12.5656
V_mag_kv | 4 | 17 | 12.5602
V_mag_kv | 4 | 18 | 12.554
V_mag_kv | 4 | 19 | 12.5426
V_mag_kv | 4 | 20 | 12.5395
V_mag_kv | 4 | 21 | 12.5452
V_mag_kv | 4 | 22 | 12.5502
V_mag_kv | 4 | 23 | 12.5575
V_mag_kv | 4 | 24 | 12.5594
V_mag_kv | 5 | 1 | 12.5476
V_mag_kv | 5 | 2 | 12.5513
V_mag_kv | 5 | 3 | 12.5537
V_mag_kv | 5 | 4 | 12.5551
V_mag_kv | 5 | 5 | 12.5548
V_mag_kv | 5 | 6 | 12.5508
V_mag_kv | 5 | 7 | 12.5471
V_mag_kv | 5 | 8 | 12.5514
V_mag_kv | 5 | 9 | 12.5352
V_mag_kv | 5 | 10 | 12.53
V_mag_kv | 5 | 11 | 12.525
V_mag_kv | 5 | 12 | 12.5324
V_mag_kv | 5 | 13 | 12.5497
V_mag_kv | 5 | 14 | 12.534
V_mag_kv | 5 | 15 | 12.5495
V_mag_kv | 5 | 16 | 12.545
V_mag_kv | 5 | 17 | 12.5399
V_mag_kv | 5 | 18 | 12.5332
V_mag_kv | 5 | 19 | 12.5192
V_mag_kv | 5 | 20 | 12.5154
V_mag_kv | 5 | 21 | 12.5222
V_mag_kv | 5 | 22 | 12.5284
V_mag_kv | 5 | 23 | 12.5375
V_mag_kv | 5 | 24 | 12.5399
V_mag_kv | 6 | 1 | 12.5028
V_mag_kv | 6 | 2 | 12.5084
V_mag_kv | 6 | 3 | 12.512
V_mag_kv | 6 | 4 | 12.5139
V_mag_kv | 6 | 5 | 12.5136
V_mag_kv | 6 | 6 | 12.5077
V_mag_kv | 6 | 7 | 12.5017
V_mag_kv | 6 | 8 | 12.5056
V_mag_kv | 6 | 9 | 12.4765
V_mag_kv | 6 | 10 | 12.4636
V_mag_kv | 6 | 11 | 12.455
V_mag_kv | 6 | 12 | 12.4654
V_mag_kv | 6 | 13 | 12.489
V_mag_kv | 6 | 14 | 12.467
V_mag_kv | 6 | 15 | 12.4909
V_mag_kv | 6 | 16 | 12.4877
V_mag_kv | 6 | 17 | 12.4854
V_mag_kv | 6 | 18 | 12.4797
V_mag_kv | 6 | 19 | 12.4612
V_mag_kv | 6 | 20 | 12.456
V_mag_kv | 6 | 21 | 12.4658
V_mag_kv | 6 | 22 | 12.4751
V_mag_kv | 6 | 23 | 12.4888
V_mag_kv | 6 | 24 | 12.4925
V_mag_kv | 7 | 1 | 12.4372
V_mag_kv | 7 | 2 | 12.4478
V_mag_kv | 7 | 3 | 12.4541
V_mag_kv | 7 | 4 | 12.4578
V_mag_kv | 7 | 5 | 12.4564
V_mag_kv | 7 | 6 | 12.4458
V_mag_kv | 7 | 7 | 12.4365
V_mag_kv | 7 | 8 | 12.4462
V_mag_kv | 7 | 9 | 12.4183
V_mag_kv | 7 | 10 | 12.404
V_mag_kv | 7 | 11 | 12.3876
V_mag_kv | 7 | 12 | 12.3998
V_mag_kv | 7 | 13 | 12.427
V_mag_kv | 7 | 14 | 12.4003
V_mag_kv | 7 | 15 | 12.4346
V_mag_kv | 7 | 16 | 12.4246
V_mag_kv | 7 | 17 | 12.4129
V_mag_kv | 7 | 18 | 12.393
V_mag_kv | 7 | 19 | 12.3642
V_mag_kv | 7 | 20 | 12.3555
V_mag_kv | 7 | 21 | 12.3714
V_mag_kv | 7 | 22 | 12.3884
V_mag_kv | 7 | 23 | 12.4125
V_mag_kv | 7 | 24 | 12.4207
V_mag_kv | 8 | 1 | 12.4418
V_mag_kv | 8 | 2 | 12.4521
V_mag_kv | 8 | 3 | 12.4584
V_mag_kv | 8 | 4 | 12.462
V_mag_kv | 8 | 5 | 12.4607
V_mag_kv | 8 | 6 | 12.4502
V_mag_kv | 8 | 7 | 12.4415
V_mag_kv | 8 | 8 | 12.4527
V_mag_kv | 8 | 9 | 12.4284
V_mag_kv | 8 | 10 | 12.4167
V_mag_kv | 8 | 11 | 12.4009
V_mag_kv | 8 | 12 | 12.4131
V_mag_kv | 8 | 13 | 12.4398
V_mag_kv | 8 | 14 | 12.4137
V_mag_kv | 8 | 15 | 12.4475
V_mag_kv | 8 | 16 | 12.4362
V_mag_kv | 8 | 17 | 12.4228
V_mag_kv | 8 | 18 | 12.4009
V_mag_kv | 8 | 19 | 12.3711
V_mag_kv | 8 | 20 | 12.3619
V_mag_kv | 8 | 21 | 12.3774
V_mag_kv | 8 | 22 | 12.3938
V_mag_kv | 8 | 23 | 12.4174
V_mag_kv | 8 | 24 | 12.4254
V_mag_kv | 9 | 1 | 12.4385
V_mag_kv | 9 | 2 | 12.4491
V_mag_kv | 9 | 3 | 12.4555
V_mag_kv | 9 | 4 | 12.4591
V_mag_kv | 9 | 5 | 12.4577
V_mag_kv | 9 | 6 | 12.4471
V_mag_kv | 9 | 7 | 12.438
V_mag_kv | 9 | 8 | 12.4487
V_mag_kv | 9 | 9 | 12.4236
V_mag_kv | 9 | 10 | 12.4111
V_mag_kv | 9 | 11 | 12.3949
V_mag_kv | 9 | 12 | 12.407
V_mag_kv | 9 | 13 | 12.4338
V_mag_kv | 9 | 14 | 12.4075
V_mag_kv | 9 | 15 | 12.4413
V_mag_kv | 9 | 16 | 12.4301
V_mag_kv | 9 | 17 | 12.4167
V_mag_kv | 9 | 18 | 12.3951
V_mag_kv | 9 | 19 | 12.3657
V_mag_kv | 9 | 20 | 12.3568
V_mag_kv | 9 | 21 | 12.3727
V_mag_kv | 9 | 22 | 12.3896
V_mag_kv | 9 | 23 | 12.4137
V_mag_kv | 9 | 24 | 12.4219
V_mag_kv | 10 | 1 | 12.3549
V_mag_kv | 10 | 2 | 12.3709
V_mag_kv | 10 | 3 | 12.3804
V_mag_kv | 10 | 4 | 12.3862
V_mag_kv | 10 | 5 | 12.3832
V_mag_kv | 10 | 6 | 12.3672
V_mag_kv | 10 | 7 | 12.3607
V_mag_kv | 10 | 8 | 12.4026
V_mag_kv | 10 | 9 | 12.4212
V_mag_kv | 10 | 10 | 12.4427
V_mag_kv | 10 | 11 | 12.4242
V_mag_kv | 10 | 12 | 12.4426
V_mag_kv | 10 | 13 | 12.4801
V_mag_kv | 10 | 14 | 12.4451
V_mag_kv | 10 | 15 | 12.4926
V_mag_kv | 10 | 16 | 12.4532
V_mag_kv | 10 | 17 | 12.3985
V_mag_kv | 10 | 18 | 12.328
V_mag_kv | 10 | 19 | 12.263
V_mag_kv | 10 | 20 | 12.2412
V_mag_kv | 10 | 21 | 12.2621
V_mag_kv | 10 | 22 | 12.2835
V_mag_kv | 10 | 23 | 12.317
V_mag_kv | 10 | 24 | 12.3287
V_mag_kv | 11 | 1 | 12.3555
V_mag_kv | 11 | 2 | 12.3714
V_mag_kv | 11 | 3 | 12.3809
V_mag_kv | 11 | 4 | 12.3867
V_mag_kv | 11 | 5 | 12.3838
V_mag_kv | 11 | 6 | 12.3678
V_mag_kv | 11 | 7 | 12.3613
V_mag_kv | 11 | 8 | 12.4033
V_mag_kv | 11 | 9 | 12.4221
V_mag_kv | 11 | 10 | 12.4437
V_mag_kv | 11 | 11 | 12.4252
V_mag_kv | 11 | 12 | 12.4436
V_mag_kv | 11 | 13 | 12.4811
V_mag_kv | 11 | 14 | 12.4462
V_mag_kv | 11 | 15 | 12.4936
V_mag_kv | 11 | 16 | 12.4543
V_mag_kv | 11 | 17 | 12.3995
V_mag_kv | 11 | 18 | 12.329
V_mag_kv | 11 | 19 | 12.2639
V_mag_kv | 11 | 20 | 12.2421
V_mag_kv | 11 | 21 | 12.2629
V_mag_kv | 11 | 22 | 12.2843
V_mag_kv | 11 | 23 | 12.3177
V_mag_kv | 11 | 24 | 12.3293
V_mag_kv | 12 | 1 | 12.3574
V_mag_kv | 12 | 2 | 12.3732
V_mag_kv | 12 | 3 | 12.3827
V_mag_kv | 12 | 4 | 12.3885
V_mag_kv | 12 | 5 | 12.3855
V_mag_kv | 12 | 6 | 12.3696
V_mag_kv | 12 | 7 | 12.3634
V_mag_kv | 12 | 8 | 12.4057
V_mag_kv | 12 | 9 | 12.4249
V_mag_kv | 12 | 10 | 12.4469
V_mag_kv | 12 | 11 | 12.4287
V_mag_kv | 12 | 12 | 12.4472
V_mag_kv | 12 | 13 | 12.4847
V_mag_kv | 12 | 14 | 12.4498
V_mag_kv | 12 | 15 | 12.4973
V_mag_kv | 12 | 16 | 12.4579
V_mag_kv | 12 | 17 | 12.4031
V_mag_kv | 12 | 18 | 12.3325
V_mag_kv | 12 | 19 | 12.2671
V_mag_kv | 12 | 20 | 12.2452
V_mag_kv | 12 | 21 | 12.2657
V_mag_kv | 12 | 22 | 12.2868
V_mag_kv | 12 | 23 | 12.3199
V_mag_kv | 12 | 24 | 12.3314
V_mag_kv | 13 | 1 | 12.3133
V_mag_kv | 13 | 2 | 12.3316
V_mag_kv | 13 | 3 | 12.3424
V_mag_kv | 13 | 4 | 12.3492
V_mag_kv | 13 | 5 | 12.3457
V_mag_kv | 13 | 6 | 12.3273
V_mag_kv | 13 | 7 | 12.3166
V_mag_kv | 13 | 8 | 12.3515
V_mag_kv | 13 | 9 | 12.3595
V_mag_kv | 13 | 10 | 12.3716
V_mag_kv | 13 | 11 | 12.3475
V_mag_kv | 13 | 12 | 12.3646
V_mag_kv | 13 | 13 | 12.4029
V_mag_kv | 13 | 14 | 12.3661
V_mag_kv | 13 | 15 | 12.4136
V_mag_kv | 13 | 16 | 12.3747
V_mag_kv | 13 | 17 | 12.3204
V_mag_kv | 13 | 18 | 12.2522
V_mag_kv | 13 | 19 | 12.1934
V_mag_kv | 13 | 20 | 12.1749
V_mag_kv | 13 | 21 | 12.2009
V_mag_kv | 13 | 22 | 12.2286
V_mag_kv | 13 | 23 | 12.2684
V_mag_kv | 13 | 24 | 12.2831
V_mag_kv | 14 | 1 | 12.2964
V_mag_kv | 14 | 2 | 12.3156
V_mag_kv | 14 | 3 | 12.3271
V_mag_kv | 14 | 4 | 12.3342
V_mag_kv | 14 | 5 | 12.3305
V_mag_kv | 14 | 6 | 12.3112
V_mag_kv | 14 | 7 | 12.2987
V_mag_kv | 14 | 8 | 12.3308
V_mag_kv | 14 | 9 | 12.3345
V_mag_kv | 14 | 10 | 12.3428
V_mag_kv | 14 | 11 | 12.3166
V_mag_kv | 14 | 12 | 12.333
V_mag_kv | 14 | 13 | 12.3716
V_mag_kv | 14 | 14 | 12.3342
V_mag_kv | 14 | 15 | 12.3817
V_mag_kv | 14 | 16 | 12.3429
V_mag_kv | 14 | 17 | 12.2889
V_mag_kv | 14 | 18 | 12.2215
V_mag_kv | 14 | 19 | 12.1652
V_mag_kv | 14 | 20 | 12.1481
V_mag_kv | 14 | 21 | 12.1761
V_mag_kv | 14 | 22 | 12.2063
V_mag_kv | 14 | 23 | 12.2487
V_mag_kv | 14 | 24 | 12.2647
V_mag_kv | 15 | 1 | 12.2851
V_mag_kv | 15 | 2 | 12.305
V_mag_kv | 15 | 3 | 12.3168
V_mag_kv | 15 | 4 | 12.3241
V_mag_kv | 15 | 5 | 12.3203
V_mag_kv | 15 | 6 | 12.3004
V_mag_kv | 15 | 7 | 12.2867
V_mag_kv | 15 | 8 | 12.3169
V_mag_kv | 15 | 9 | 12.3178
V_mag_kv | 15 | 10 | 12.3236
V_mag_kv | 15 | 11 | 12.2958
V_mag_kv | 15 | 12 | 12.3119
V_mag_kv | 15 | 13 | 12.3507
V_mag_kv | 15 | 14 | 12.3128
V_mag_kv | 15 | 15 | 12.3603
V_mag_kv | 15 | 16 | 12.3217
V_mag_kv | 15 | 17 | 12.2677
V_mag_kv | 15 | 18 | 12.2009
V_mag_kv | 15 | 19 | 12.1463
V_mag_kv | 15 | 20 | 12.1301
V_mag_kv | 15 | 21 | 12.1595
V_mag_kv | 15 | 22 | 12.1914
V_mag_kv | 15 | 23 | 12.2355
V_mag_kv | 15 | 24 | 12.2523
V_mag_kv | 16 | 1 | 12.2737
V_mag_kv | 16 | 2 | 12.2942
V_mag_kv | 16 | 3 | 12.3064
V_mag_kv | 16 | 4 | 12.314
V_mag_kv | 16 | 5 | 12.31
V_mag_kv | 16 | 6 | 12.2894
V_mag_kv | 16 | 7 | 12.2746
V_mag_kv | 16 | 8 | 12.3029
V_mag_kv | 16 | 9 | 12.3008
V_mag_kv | 16 | 10 | 12.304
V_mag_kv | 16 | 11 | 12.2747
V_mag_kv | 16 | 12 | 12.2904
V_mag_kv | 16 | 13 | 12.3295
V_mag_kv | 16 | 14 | 12.2911
V_mag_kv | 16 | 15 | 12.3386
V_mag_kv | 16 | 16 | 12.3001
V_mag_kv | 16 | 17 | 12.2463
V_mag_kv | 16 | 18 | 12.1801
V_mag_kv | 16 | 19 | 12.1272
V_mag_kv | 16 | 20 | 12.1119
V_mag_kv | 16 | 21 | 12.1427
V_mag_kv | 16 | 22 | 12.1763
V_mag_kv | 16 | 23 | 12.2222
V_mag_kv | 16 | 24 | 12.2398
V_mag_kv | 17 | 1 | 12.2547
V_mag_kv | 17 | 2 | 12.2763
V_mag_kv | 17 | 3 | 12.2891
V_mag_kv | 17 | 4 | 12.2971
V_mag_kv | 17 | 5 | 12.2928
V_mag_kv | 17 | 6 | 12.2712
V_mag_kv | 17 | 7 | 12.2544
V_mag_kv | 17 | 8 | 12.2796
V_mag_kv | 17 | 9 | 12.2726
V_mag_kv | 17 | 10 | 12.2716
V_mag_kv | 17 | 11 | 12.2397
V_mag_kv | 17 | 12 | 12.2548
V_mag_kv | 17 | 13 | 12.2942
V_mag_kv | 17 | 14 | 12.255
V_mag_kv | 17 | 15 | 12.3025
V_mag_kv | 17 | 16 | 12.2642
V_mag_kv | 17 | 17 | 12.2107
V_mag_kv | 17 | 18 | 12.1455
V_mag_kv | 17 | 19 | 12.0955
V_mag_kv | 17 | 20 | 12.0816
V_mag_kv | 17 | 21 | 12.1148
V_mag_kv | 17 | 22 | 12.1512
V_mag_kv | 17 | 23 | 12.2
V_mag_kv | 17 | 24 | 12.219
V_mag_kv | 18 | 1 | 12.248
V_mag_kv | 18 | 2 | 12.27
V_mag_kv | 18 | 3 | 12.283
V_mag_kv | 18 | 4 | 12.2911
V_mag_kv | 18 | 5 | 12.2868
V_mag_kv | 18 | 6 | 12.2648
V_mag_kv | 18 | 7 | 12.2474
V_mag_kv | 18 | 8 | 12.2714
V_mag_kv | 18 | 9 | 12.2627
V_mag_kv | 18 | 10 | 12.2602
V_mag_kv | 18 | 11 | 12.2274
V_mag_kv | 18 | 12 | 12.2423
V_mag_kv | 18 | 13 | 12.2818
V_mag_kv | 18 | 14 | 12.2424
V_mag_kv | 18 | 15 | 12.2899
V_mag_kv | 18 | 16 | 12.2516
V_mag_kv | 18 | 17 | 12.1981
V_mag_kv | 18 | 18 | 12.1333
V_mag_kv | 18 | 19 | 12.0843
V_mag_kv | 18 | 20 | 12.071
V_mag_kv | 18 | 21 | 12.105
V_mag_kv | 18 | 22 | 12.1424
V_mag_kv | 18 | 23 | 12.1922
V_mag_kv | 18 | 24 | 12.2117
V_mag_kv | 19 | 1 | 12.6287
V_mag_kv | 19 | 2 | 12.63
V_mag_kv | 19 | 3 | 12.6308
V_mag_kv | 19 | 4 | 12.6313
V_mag_kv | 19 | 5 | 12.6311
V_mag_kv | 19 | 6 | 12.6297
V_mag_kv | 19 | 7 | 12.6291
V_mag_kv | 19 | 8 | 12.6327
V_mag_kv | 19 | 9 | 12.6326
V_mag_kv | 19 | 10 | 12.634
V_mag_kv | 19 | 11 | 12.6325
V_mag_kv | 19 | 12 | 12.6346
V_mag_kv | 19 | 13 | 12.6392
V_mag_kv | 19 | 14 | 12.6351
V_mag_kv | 19 | 15 | 12.6399
V_mag_kv | 19 | 16 | 12.6367
V_mag_kv | 19 | 17 | 12.6324
V_mag_kv | 19 | 18 | 12.6269
V_mag_kv | 19 | 19 | 12.6208
V_mag_kv | 19 | 20 | 12.6188
V_mag_kv | 19 | 21 | 12.6207
V_mag_kv | 19 | 22 | 12.6225
V_mag_kv | 19 | 23 | 12.6254
V_mag_kv | 19 | 24 | 12.6262
V_mag_kv | 20 | 1 | 12.5132
V_mag_kv | 20 | 2 | 12.5205
V_mag_kv | 20 | 3 | 12.5248
V_mag_kv | 20 | 4 | 12.5275
V_mag_kv | 20 | 5 | 12.5263
V_mag_kv | 20 | 6 | 12.519
V_mag_kv | 20 | 7 | 12.517
V_mag_kv | 20 | 8 | 12.5406
V_mag_kv | 20 | 9 | 12.5492
V_mag_kv | 20 | 10 | 12.5612
V_mag_kv | 20 | 11 | 12.5537
V_mag_kv | 20 | 12 | 12.5647
V_mag_kv | 20 | 13 | 12.5856
V_mag_kv | 20 | 14 | 12.5665
V_mag_kv | 20 | 15 | 12.5931
V_mag_kv | 20 | 16 | 12.5743
V_mag_kv | 20 | 17 | 12.5488
V_mag_kv | 20 | 18 | 12.5142
V_mag_kv | 20 | 19 | 12.4776
V_mag_kv | 20 | 20 | 12.4649
V_mag_kv | 20 | 21 | 12.4736
V_mag_kv | 20 | 22 | 12.4821
V_mag_kv | 20 | 23 | 12.4968
V_mag_kv | 20 | 24 | 12.5014
V_mag_kv | 21 | 1 | 12.4814
V_mag_kv | 21 | 2 | 12.4902
V_mag_kv | 21 | 3 | 12.4956
V_mag_kv | 21 | 4 | 12.4988
V_mag_kv | 21 | 5 | 12.4973
V_mag_kv | 21 | 6 | 12.4884
V_mag_kv | 21 | 7 | 12.4846
V_mag_kv | 21 | 8 | 12.5078
V_mag_kv | 21 | 9 | 12.5115
V_mag_kv | 21 | 10 | 12.5201
V_mag_kv | 21 | 11 | 12.5097
V_mag_kv | 21 | 12 | 12.5216
V_mag_kv | 21 | 13 | 12.5453
V_mag_kv | 21 | 14 | 12.5233
V_mag_kv | 21 | 15 | 12.5533
V_mag_kv | 21 | 16 | 12.5335
V_mag_kv | 21 | 17 | 12.5067
V_mag_kv | 21 | 18 | 12.4703
V_mag_kv | 21 | 19 | 12.432
V_mag_kv | 21 | 20 | 12.419
V_mag_kv | 21 | 21 | 12.4305
V_mag_kv | 21 | 22 | 12.4421
V_mag_kv | 21 | 23 | 12.4608
V_mag_kv | 21 | 24 | 12.4669
V_mag_kv | 22 | 1 | 12.4434
V_mag_kv | 22 | 2 | 12.4544
V_mag_kv | 22 | 3 | 12.461
V_mag_kv | 22 | 4 | 12.4649
V_mag_kv | 22 | 5 | 12.463
V_mag_kv | 22 | 6 | 12.452
V_mag_kv | 22 | 7 | 12.447
V_mag_kv | 22 | 8 | 12.4745
V_mag_kv | 22 | 9 | 12.4812
V_mag_kv | 22 | 10 | 12.4923
V_mag_kv | 22 | 11 | 12.4792
V_mag_kv | 22 | 12 | 12.4927
V_mag_kv | 22 | 13 | 12.5201
V_mag_kv | 22 | 14 | 12.4945
V_mag_kv | 22 | 15 | 12.5291
V_mag_kv | 22 | 16 | 12.5042
V_mag_kv | 22 | 17 | 12.4699
V_mag_kv | 22 | 18 | 12.4247
V_mag_kv | 22 | 19 | 12.3798
V_mag_kv | 22 | 20 | 12.3648
V_mag_kv | 22 | 21 | 12.3793
V_mag_kv | 22 | 22 | 12.3942
V_mag_kv | 22 | 23 | 12.4175
V_mag_kv | 22 | 24 | 12.4254
V_mag_kv | 23 | 1 | 12.5593
V_mag_kv | 23 | 2 | 12.5614
V_mag_kv | 23 | 3 | 12.5629
V_mag_kv | 23 | 4 | 12.5638
V_mag_kv | 23 | 5 | 12.5638
V_mag_kv | 23 | 6 | 12.5612
V_mag_kv | 23 | 7 | 12.5592
V_mag_kv | 23 | 8 | 12.5649
V_mag_kv | 23 | 9 | 12.5566
V_mag_kv | 23 | 10 | 12.5594
V_mag_kv | 23 | 11 | 12.5583
V_mag_kv | 23 | 12 | 12.5652
V_mag_kv | 23 | 13 | 12.5832
V_mag_kv | 23 | 14 | 12.5682
V_mag_kv | 23 | 15 | 12.5782
V_mag_kv | 23 | 16 | 12.5711
V_mag_kv | 23 | 17 | 12.5613
V_mag_kv | 23 | 18 | 12.5528
V_mag_kv | 23 | 19 | 12.5397
V_mag_kv | 23 | 20 | 12.5365
V_mag_kv | 23 | 21 | 12.5418
V_mag_kv | 23 | 22 | 12.5457
V_mag_kv | 23 | 23 | 12.5513
V_mag_kv | 23 | 24 | 12.5522
V_mag_kv | 24 | 1 | 12.5093
V_mag_kv | 24 | 2 | 12.5111
V_mag_kv | 24 | 3 | 12.5127
V_mag_kv | 24 | 4 | 12.5138
V_mag_kv | 24 | 5 | 12.514
V_mag_kv | 24 | 6 | 12.5112
V_mag_kv | 24 | 7 | 12.5062
V_mag_kv | 24 | 8 | 12.5039
V_mag_kv | 24 | 9 | 12.4802
V_mag_kv | 24 | 10 | 12.4767
V_mag_kv | 24 | 11 | 12.4754
V_mag_kv | 24 | 12 | 12.4833
V_mag_kv | 24 | 13 | 12.5093
V_mag_kv | 24 | 14 | 12.4879
V_mag_kv | 24 | 15 | 12.495
V_mag_kv | 24 | 16 | 12.4892
V_mag_kv | 24 | 17 | 12.481
V_mag_kv | 24 | 18 | 12.4801
V_mag_kv | 24 | 19 | 12.4736
V_mag_kv | 24 | 20 | 12.4743
V_mag_kv | 24 | 21 | 12.4834
V_mag_kv | 24 | 22 | 12.49
V_mag_kv | 24 | 23 | 12.4975
V_mag_kv | 24 | 24 | 12.4987
V_mag_kv | 25 | 1 | 12.4843
V_mag_kv | 25 | 2 | 12.4861
V_mag_kv | 25 | 3 | 12.4877
V_mag_kv | 25 | 4 | 12.4889
V_mag_kv | 25 | 5 | 12.4892
V_mag_kv | 25 | 6 | 12.4863
V_mag_kv | 25 | 7 | 12.4798
V_mag_kv | 25 | 8 | 12.4735
V_mag_kv | 25 | 9 | 12.4421
V_mag_kv | 25 | 10 | 12.4355
V_mag_kv | 25 | 11 | 12.4341
V_mag_kv | 25 | 12 | 12.4425
V_mag_kv | 25 | 13 | 12.4725
V_mag_kv | 25 | 14 | 12.4478
V_mag_kv | 25 | 15 | 12.4535
V_mag_kv | 25 | 16 | 12.4484
V_mag_kv | 25 | 17 | 12.4409
V_mag_kv | 25 | 18 | 12.4439
V_mag_kv | 25 | 19 | 12.4406
V_mag_kv | 25 | 20 | 12.4434
V_mag_kv | 25 | 21 | 12.4543
V_mag_kv | 25 | 22 | 12.4623
V_mag_kv | 25 | 23 | 12.4706
V_mag_kv | 25 | 24 | 12.4721
V_mag_kv | 26 | 1 | 12.4943
V_mag_kv | 26 | 2 | 12.5003
V_mag_kv | 26 | 3 | 12.504
V_mag_kv | 26 | 4 | 12.5061
V_mag_kv | 26 | 5 | 12.5058
V_mag_kv | 26 | 6 | 12.4995
V_mag_kv | 26 | 7 | 12.4932
V_mag_kv | 26 | 8 | 12.4977
V_mag_kv | 26 | 9 | 12.4668
V_mag_kv | 26 | 10 | 12.4529
V_mag_kv | 26 | 11 | 12.4438
V_mag_kv | 26 | 12 | 12.4549
V_mag_kv | 26 | 13 | 12.4799
V_mag_kv | 26 | 14 | 12.4566
V_mag_kv | 26 | 15 | 12.4824
V_mag_kv | 26 | 16 | 12.4791
V_mag_kv | 26 | 17 | 12.477
V_mag_kv | 26 | 18 | 12.4709
V_mag_kv | 26 | 19 | 12.4508
V_mag_kv | 26 | 20 | 12.4451
V_mag_kv | 26 | 21 | 12.4553
V_mag_kv | 26 | 22 | 12.4651
V_mag_kv | 26 | 23 | 12.4796
V_mag_kv | 26 | 24 | 12.4835
V_mag_kv | 27 | 1 | 12.4833
V_mag_kv | 27 | 2 | 12.4897
V_mag_kv | 27 | 3 | 12.4937
V_mag_kv | 27 | 4 | 12.4959
V_mag_kv | 27 | 5 | 12.4956
V_mag_kv | 27 | 6 | 12.4889
V_mag_kv | 27 | 7 | 12.4822
V_mag_kv | 27 | 8 | 12.4876
V_mag_kv | 27 | 9 | 12.4544
V_mag_kv | 27 | 10 | 12.4395
V_mag_kv | 27 | 11 | 12.4297
V_mag_kv | 27 | 12 | 12.4419
V_mag_kv | 27 | 13 | 12.4688
V_mag_kv | 27 | 14 | 12.4437
V_mag_kv | 27 | 15 | 12.4721
V_mag_kv | 27 | 16 | 12.4687
V_mag_kv | 27 | 17 | 12.4668
V_mag_kv | 27 | 18 | 12.46
V_mag_kv | 27 | 19 | 12.4377
V_mag_kv | 27 | 20 | 12.4312
V_mag_kv | 27 | 21 | 12.4419
V_mag_kv | 27 | 22 | 12.4523
V_mag_kv | 27 | 23 | 12.4677
V_mag_kv | 27 | 24 | 12.4719
V_mag_kv | 28 | 1 | 12.4356
V_mag_kv | 28 | 2 | 12.4439
V_mag_kv | 28 | 3 | 12.4491
V_mag_kv | 28 | 4 | 12.4518
V_mag_kv | 28 | 5 | 12.4516
V_mag_kv | 28 | 6 | 12.4429
V_mag_kv | 28 | 7 | 12.4343
V_mag_kv | 28 | 8 | 12.4409
V_mag_kv | 28 | 9 | 12.3936
V_mag_kv | 28 | 10 | 12.3711
V_mag_kv | 28 | 11 | 12.358
V_mag_kv | 28 | 12 | 12.3746
V_mag_kv | 28 | 13 | 12.4095
V_mag_kv | 28 | 14 | 12.3765
V_mag_kv | 28 | 15 | 12.4161
V_mag_kv | 28 | 16 | 12.4141
V_mag_kv | 28 | 17 | 12.4156
V_mag_kv | 28 | 18 | 12.4096
V_mag_kv | 28 | 19 | 12.3798
V_mag_kv | 28 | 20 | 12.3706
V_mag_kv | 28 | 21 | 12.384
V_mag_kv | 28 | 22 | 12.3968
V_mag_kv | 28 | 23 | 12.4166
V_mag_kv | 28 | 24 | 12.4217
V_mag_kv | 29 | 1 | 12.4022
V_mag_kv | 29 | 2 | 12.4118
V_mag_kv | 29 | 3 | 12.4178
V_mag_kv | 29 | 4 | 12.4209
V_mag_kv | 29 | 5 | 12.4207
V_mag_kv | 29 | 6 | 12.4107
V_mag_kv | 29 | 7 | 12.401
V_mag_kv | 29 | 8 | 12.4091
V_mag_kv | 29 | 9 | 12.3519
V_mag_kv | 29 | 10 | 12.3243
V_mag_kv | 29 | 11 | 12.3092
V_mag_kv | 29 | 12 | 12.3291
V_mag_kv | 29 | 13 | 12.37
V_mag_kv | 29 | 14 | 12.3313
V_mag_kv | 29 | 15 | 12.3793
V_mag_kv | 29 | 16 | 12.3783
V_mag_kv | 29 | 17 | 12.3823
V_mag_kv | 29 | 18 | 12.3764
V_mag_kv | 29 | 19 | 12.3405
V_mag_kv | 29 | 20 | 12.3291
V_mag_kv | 29 | 21 | 12.344
V_mag_kv | 29 | 22 | 12.3584
V_mag_kv | 29 | 23 | 12.3811
V_mag_kv | 29 | 24 | 12.3868
V_mag_kv | 30 | 1 | 12.3889
V_mag_kv | 30 | 2 | 12.3989
V_mag_kv | 30 | 3 | 12.4052
V_mag_kv | 30 | 4 | 12.4084
V_mag_kv | 30 | 5 | 12.4083
V_mag_kv | 30 | 6 | 12.3979
V_mag_kv | 30 | 7 | 12.3864
V_mag_kv | 30 | 8 | 12.3901
V_mag_kv | 30 | 9 | 12.3221
V_mag_kv | 30 | 10 | 12.2869
V_mag_kv | 30 | 11 | 12.2699
V_mag_kv | 30 | 12 | 12.2901
V_mag_kv | 30 | 13 | 12.3322
V_mag_kv | 30 | 14 | 12.2919
V_mag_kv | 30 | 15 | 12.3415
V_mag_kv | 30 | 16 | 12.344
V_mag_kv | 30 | 17 | 12.3534
V_mag_kv | 30 | 18 | 12.3533
V_mag_kv | 30 | 19 | 12.3204
V_mag_kv | 30 | 20 | 12.3103
V_mag_kv | 30 | 21 | 12.3265
V_mag_kv | 30 | 22 | 12.3425
V_mag_kv | 30 | 23 | 12.3667
V_mag_kv | 30 | 24 | 12.373
V_mag_kv | 31 | 1 | 12.3748
V_mag_kv | 31 | 2 | 12.3853
V_mag_kv | 31 | 3 | 12.3919
V_mag_kv | 31 | 4 | 12.3952
V_mag_kv | 31 | 5 | 12.3952
V_mag_kv | 31 | 6 | 12.3842
V_mag_kv | 31 | 7 | 12.3709
V_mag_kv | 31 | 8 | 12.3699
V_mag_kv | 31 | 9 | 12.2905
V_mag_kv | 31 | 10 | 12.2469
V_mag_kv | 31 | 11 | 12.228
V_mag_kv | 31 | 12 | 12.2484
V_mag_kv | 31 | 13 | 12.2919
V_mag_kv | 31 | 14 | 12.2499
V_mag_kv | 31 | 15 | 12.3011
V_mag_kv | 31 | 16 | 12.3074
V_mag_kv | 31 | 17 | 12.3226
V_mag_kv | 31 | 18 | 12.3287
V_mag_kv | 31 | 19 | 12.2989
V_mag_kv | 31 | 20 | 12.2903
V_mag_kv | 31 | 21 | 12.3079
V_mag_kv | 31 | 22 | 12.3255
V_mag_kv | 31 | 23 | 12.3514
V_mag_kv | 31 | 24 | 12.3583
V_mag_kv | 32 | 1 | 12.372
V_mag_kv | 32 | 2 | 12.3826
V_mag_kv | 32 | 3 | 12.3892
V_mag_kv | 32 | 4 | 12.3926
V_mag_kv | 32 | 5 | 12.3926
V_mag_kv | 32 | 6 | 12.3815
V_mag_kv | 32 | 7 | 12.3679
V_mag_kv | 32 | 8 | 12.366
V_mag_kv | 32 | 9 | 12.2842
V_mag_kv | 32 | 10 | 12.2391
V_mag_kv | 32 | 11 | 12.2198
V_mag_kv | 32 | 12 | 12.2402
V_mag_kv | 32 | 13 | 12.284
V_mag_kv | 32 | 14 | 12.2416
V_mag_kv | 32 | 15 | 12.2932
V_mag_kv | 32 | 16 | 12.3002
V_mag_kv | 32 | 17 | 12.3165
V_mag_kv | 32 | 18 | 12.3239
V_mag_kv | 32 | 19 | 12.2947
V_mag_kv | 32 | 20 | 12.2864
V_mag_kv | 32 | 21 | 12.3042
V_mag_kv | 32 | 22 | 12.3222
V_mag_kv | 32 | 23 | 12.3484
V_mag_kv | 32 | 24 | 12.3554
V_mag_kv | 33 | 1 | 12.2459
V_mag_kv | 33 | 2 | 12.2679
V_mag_kv | 33 | 3 | 12.2811
V_mag_kv | 33 | 4 | 12.2892
V_mag_kv | 33 | 5 | 12.2849
V_mag_kv | 33 | 6 | 12.2628
V_mag_kv | 33 | 7 | 12.2451
V_mag_kv | 33 | 8 | 12.2687
V_mag_kv | 33 | 9 | 12.2595
V_mag_kv | 33 | 10 | 12.2565
V_mag_kv | 33 | 11 | 12.2235
V_mag_kv | 33 | 12 | 12.2383
V_mag_kv | 33 | 13 | 12.2778
V_mag_kv | 33 | 14 | 12.2383
V_mag_kv | 33 | 15 | 12.2858
V_mag_kv | 33 | 16 | 12.2476
V_mag_kv | 33 | 17 | 12.1941
V_mag_kv | 33 | 18 | 12.1294
V_mag_kv | 33 | 19 | 12.0807
V_mag_kv | 33 | 20 | 12.0676
V_mag_kv | 33 | 21 | 12.1018
V_mag_kv | 33 | 22 | 12.1396
V_mag_kv | 33 | 23 | 12.1897
V_mag_kv | 33 | 24 | 12.2094

## V_ang_deg
Variable_name | Index: Buses | Index: Times | Value
V_ang_deg | 1 | 1 | 0
V_ang_deg | 1 | 2 | 0
V_ang_deg | 1 | 3 | 0
V_ang_deg | 1 | 4 | 0
V_ang_deg | 1 | 5 | 0
V_ang_deg | 1 | 6 | 0
V_ang_deg | 1 | 7 | 0
V_ang_deg | 1 | 8 | 0
V_ang_deg | 1 | 9 | 0
V_ang_deg | 1 | 10 | 0
V_ang_deg | 1 | 11 | 0
V_ang_deg | 1 | 12 | 0
V_ang_deg | 1 | 13 | 0
V_ang_deg | 1 | 14 | 0
V_ang_deg | 1 | 15 | 0
V_ang_deg | 1 | 16 | 0
V_ang_deg | 1 | 17 | 0
V_ang_deg | 1 | 18 | 0
V_ang_deg | 1 | 19 | 0
V_ang_deg | 1 | 20 | 0
V_ang_deg | 1 | 21 | 0
V_ang_deg | 1 | 22 | 0
V_ang_deg | 1 | 23 | 0
V_ang_deg | 1 | 24 | 0
V_ang_deg | 2 | 1 | 0.0043002
V_ang_deg | 2 | 2 | 0.0041383
V_ang_deg | 2 | 3 | 0.0040361
V_ang_deg | 2 | 4 | 0.004003
V_ang_deg | 2 | 5 | 0.0039689
V_ang_deg | 2 | 6 | 0.0041322
V_ang_deg | 2 | 7 | 0.0070079
V_ang_deg | 2 | 8 | 0.017414
V_ang_deg | 2 | 9 | 0.031966
V_ang_deg | 2 | 10 | 0.044139
V_ang_deg | 2 | 11 | 0.046666
V_ang_deg | 2 | 12 | 0.048992
V_ang_deg | 2 | 13 | 0.051296
V_ang_deg | 2 | 14 | 0.050014
V_ang_deg | 2 | 15 | 0.053431
V_ang_deg | 2 | 16 | 0.047199
V_ang_deg | 2 | 17 | 0.038294
V_ang_deg | 2 | 18 | 0.026899
V_ang_deg | 2 | 19 | 0.015765
V_ang_deg | 2 | 20 | 0.011214
V_ang_deg | 2 | 21 | 0.0094708
V_ang_deg | 2 | 22 | 0.0069779
V_ang_deg | 2 | 23 | 0.0054449
V_ang_deg | 2 | 24 | 0.0044309
V_ang_deg | 3 | 1 | 0.030369
V_ang_deg | 3 | 2 | 0.029229
V_ang_deg | 3 | 3 | 0.028511
V_ang_deg | 3 | 4 | 0.028256
V_ang_deg | 3 | 5 | 0.028064
V_ang_deg | 3 | 6 | 0.029218
V_ang_deg | 3 | 7 | 0.041779
V_ang_deg | 3 | 8 | 0.085157
V_ang_deg | 3 | 9 | 0.15071
V_ang_deg | 3 | 10 | 0.20422
V_ang_deg | 3 | 11 | 0.21567
V_ang_deg | 3 | 12 | 0.22406
V_ang_deg | 3 | 13 | 0.23134
V_ang_deg | 3 | 14 | 0.22829
V_ang_deg | 3 | 15 | 0.23908
V_ang_deg | 3 | 16 | 0.21231
V_ang_deg | 3 | 17 | 0.17348
V_ang_deg | 3 | 18 | 0.12506
V_ang_deg | 3 | 19 | 0.080441
V_ang_deg | 3 | 20 | 0.062081
V_ang_deg | 3 | 21 | 0.054244
V_ang_deg | 3 | 22 | 0.043265
V_ang_deg | 3 | 23 | 0.035809
V_ang_deg | 3 | 24 | 0.031376
V_ang_deg | 4 | 1 | 0.052076
V_ang_deg | 4 | 2 | 0.050203
V_ang_deg | 4 | 3 | 0.049014
V_ang_deg | 4 | 4 | 0.048583
V_ang_deg | 4 | 5 | 0.048265
V_ang_deg | 4 | 6 | 0.05018
V_ang_deg | 4 | 7 | 0.067826
V_ang_deg | 4 | 8 | 0.12728
V_ang_deg | 4 | 9 | 0.22105
V_ang_deg | 4 | 10 | 0.29645
V_ang_deg | 4 | 11 | 0.31274
V_ang_deg | 4 | 12 | 0.32317
V_ang_deg | 4 | 13 | 0.33109
V_ang_deg | 4 | 14 | 0.32885
V_ang_deg | 4 | 15 | 0.34114
V_ang_deg | 4 | 16 | 0.30381
V_ang_deg | 4 | 17 | 0.24934
V_ang_deg | 4 | 18 | 0.18218
V_ang_deg | 4 | 19 | 0.12248
V_ang_deg | 4 | 20 | 0.097794
V_ang_deg | 4 | 21 | 0.086561
V_ang_deg | 4 | 22 | 0.071078
V_ang_deg | 4 | 23 | 0.060077
V_ang_deg | 4 | 24 | 0.053894
V_ang_deg | 5 | 1 | 0.073372
V_ang_deg | 5 | 2 | 0.070806
V_ang_deg | 5 | 3 | 0.069169
V_ang_deg | 5 | 4 | 0.068582
V_ang_deg | 5 | 5 | 0.068116
V_ang_deg | 5 | 6 | 0.070753
V_ang_deg | 5 | 7 | 0.093573
V_ang_deg | 5 | 8 | 0.16959
V_ang_deg | 5 | 9 | 0.29253
V_ang_deg | 5 | 10 | 0.39051
V_ang_deg | 5 | 11 | 0.41171
V_ang_deg | 5 | 12 | 0.42421
V_ang_deg | 5 | 13 | 0.43279
V_ang_deg | 5 | 14 | 0.43139
V_ang_deg | 5 | 15 | 0.44517
V_ang_deg | 5 | 16 | 0.39684
V_ang_deg | 5 | 17 | 0.32603
V_ang_deg | 5 | 18 | 0.23938
V_ang_deg | 5 | 19 | 0.16415
V_ang_deg | 5 | 20 | 0.13296
V_ang_deg | 5 | 21 | 0.11834
V_ang_deg | 5 | 22 | 0.09834
V_ang_deg | 5 | 23 | 0.083831
V_ang_deg | 5 | 24 | 0.075916
V_ang_deg | 6 | 1 | 0.078774
V_ang_deg | 6 | 2 | 0.076525
V_ang_deg | 6 | 3 | 0.075028
V_ang_deg | 6 | 4 | 0.074693
V_ang_deg | 6 | 5 | 0.073781
V_ang_deg | 6 | 6 | 0.076138
V_ang_deg | 6 | 7 | 0.10991
V_ang_deg | 6 | 8 | 0.22891
V_ang_deg | 6 | 9 | 0.41376
V_ang_deg | 6 | 10 | 0.56237
V_ang_deg | 6 | 11 | 0.59246
V_ang_deg | 6 | 12 | 0.6138
V_ang_deg | 6 | 13 | 0.63112
V_ang_deg | 6 | 14 | 0.62486
V_ang_deg | 6 | 15 | 0.65199
V_ang_deg | 6 | 16 | 0.57621
V_ang_deg | 6 | 17 | 0.46574
V_ang_deg | 6 | 18 | 0.32914
V_ang_deg | 6 | 19 | 0.20804
V_ang_deg | 6 | 20 | 0.15825
V_ang_deg | 6 | 21 | 0.13804
V_ang_deg | 6 | 22 | 0.10975
V_ang_deg | 6 | 23 | 0.091185
V_ang_deg | 6 | 24 | 0.08024
V_ang_deg | 7 | 1 | -0.29677
V_ang_deg | 7 | 2 | -0.28227
V_ang_deg | 7 | 3 | -0.27355
V_ang_deg | 7 | 4 | -0.26849
V_ang_deg | 7 | 5 | -0.27052
V_ang_deg | 7 | 6 | -0.28512
V_ang_deg | 7 | 7 | -0.26761
V_ang_deg | 7 | 8 | -0.13728
V_ang_deg | 7 | 9 | -0.03025
V_ang_deg | 7 | 10 | 0.075621
V_ang_deg | 7 | 11 | 0.078085
V_ang_deg | 7 | 12 | 0.12517
V_ang_deg | 7 | 13 | 0.19437
V_ang_deg | 7 | 14 | 0.13691
V_ang_deg | 7 | 15 | 0.23421
V_ang_deg | 7 | 16 | 0.15507
V_ang_deg | 7 | 17 | 0.047517
V_ang_deg | 7 | 18 | -0.10347
V_ang_deg | 7 | 19 | -0.27521
V_ang_deg | 7 | 20 | -0.34122
V_ang_deg | 7 | 21 | -0.33723
V_ang_deg | 7 | 22 | -0.33993
V_ang_deg | 7 | 23 | -0.31997
V_ang_deg | 7 | 24 | -0.31928
V_ang_deg | 8 | 1 | -0.29981
V_ang_deg | 8 | 2 | -0.28521
V_ang_deg | 8 | 3 | -0.27641
V_ang_deg | 8 | 4 | -0.27133
V_ang_deg | 8 | 5 | -0.27334
V_ang_deg | 8 | 6 | -0.28805
V_ang_deg | 8 | 7 | -0.27094
V_ang_deg | 8 | 8 | -0.14161
V_ang_deg | 8 | 9 | -0.037024
V_ang_deg | 8 | 10 | 0.067098
V_ang_deg | 8 | 11 | 0.069136
V_ang_deg | 8 | 12 | 0.11627
V_ang_deg | 8 | 13 | 0.18576
V_ang_deg | 8 | 14 | 0.12793
V_ang_deg | 8 | 15 | 0.22561
V_ang_deg | 8 | 16 | 0.14725
V_ang_deg | 8 | 17 | 0.040912
V_ang_deg | 8 | 18 | -0.10877
V_ang_deg | 8 | 19 | -0.27983
V_ang_deg | 8 | 20 | -0.34555
V_ang_deg | 8 | 21 | -0.34125
V_ang_deg | 8 | 22 | -0.34359
V_ang_deg | 8 | 23 | -0.32326
V_ang_deg | 8 | 24 | -0.32244
V_ang_deg | 9 | 1 | -0.30443
V_ang_deg | 9 | 2 | -0.28957
V_ang_deg | 9 | 3 | -0.28063
V_ang_deg | 9 | 4 | -0.27545
V_ang_deg | 9 | 5 | -0.27752
V_ang_deg | 9 | 6 | -0.29249
V_ang_deg | 9 | 7 | -0.27585
V_ang_deg | 9 | 8 | -0.14729
V_ang_deg | 9 | 9 | -0.043912
V_ang_deg | 9 | 10 | 0.059151
V_ang_deg | 9 | 11 | 0.06057
V_ang_deg | 9 | 12 | 0.10756
V_ang_deg | 9 | 13 | 0.17715
V_ang_deg | 9 | 14 | 0.11911
V_ang_deg | 9 | 15 | 0.21681
V_ang_deg | 9 | 16 | 0.13851
V_ang_deg | 9 | 17 | 0.032241
V_ang_deg | 9 | 18 | -0.11718
V_ang_deg | 9 | 19 | -0.28756
V_ang_deg | 9 | 20 | -0.35291
V_ang_deg | 9 | 21 | -0.34805
V_ang_deg | 9 | 22 | -0.3497
V_ang_deg | 9 | 23 | -0.32866
V_ang_deg | 9 | 24 | -0.3275
V_ang_deg | 10 | 1 | -0.45648
V_ang_deg | 10 | 2 | -0.43196
V_ang_deg | 10 | 3 | -0.41739
V_ang_deg | 10 | 4 | -0.40836
V_ang_deg | 10 | 5 | -0.41319
V_ang_deg | 10 | 6 | -0.43773
V_ang_deg | 10 | 7 | -0.39354
V_ang_deg | 10 | 8 | -0.12035
V_ang_deg | 10 | 9 | 0.16349
V_ang_deg | 10 | 10 | 0.41785
V_ang_deg | 10 | 11 | 0.43489
V_ang_deg | 10 | 12 | 0.51737
V_ang_deg | 10 | 13 | 0.6323
V_ang_deg | 10 | 14 | 0.54129
V_ang_deg | 10 | 15 | 0.7032
V_ang_deg | 10 | 16 | 0.5296
V_ang_deg | 10 | 17 | 0.28625
V_ang_deg | 10 | 18 | -0.039924
V_ang_deg | 10 | 19 | -0.37794
V_ang_deg | 10 | 20 | -0.50926
V_ang_deg | 10 | 21 | -0.50922
V_ang_deg | 10 | 22 | -0.52316
V_ang_deg | 10 | 23 | -0.49532
V_ang_deg | 10 | 24 | -0.49665
V_ang_deg | 11 | 1 | -0.45648
V_ang_deg | 11 | 2 | -0.43197
V_ang_deg | 11 | 3 | -0.41739
V_ang_deg | 11 | 4 | -0.40836
V_ang_deg | 11 | 5 | -0.4132
V_ang_deg | 11 | 6 | -0.43774
V_ang_deg | 11 | 7 | -0.39355
V_ang_deg | 11 | 8 | -0.12036
V_ang_deg | 11 | 9 | 0.16348
V_ang_deg | 11 | 10 | 0.41784
V_ang_deg | 11 | 11 | 0.43488
V_ang_deg | 11 | 12 | 0.51736
V_ang_deg | 11 | 13 | 0.63229
V_ang_deg | 11 | 14 | 0.54128
V_ang_deg | 11 | 15 | 0.70319
V_ang_deg | 11 | 16 | 0.52958
V_ang_deg | 11 | 17 | 0.28624
V_ang_deg | 11 | 18 | -0.039936
V_ang_deg | 11 | 19 | -0.37795
V_ang_deg | 11 | 20 | -0.50927
V_ang_deg | 11 | 21 | -0.50923
V_ang_deg | 11 | 22 | -0.52317
V_ang_deg | 11 | 23 | -0.49532
V_ang_deg | 11 | 24 | -0.49665
V_ang_deg | 12 | 1 | -0.45761
V_ang_deg | 12 | 2 | -0.43303
V_ang_deg | 12 | 3 | -0.41842
V_ang_deg | 12 | 4 | -0.40936
V_ang_deg | 12 | 5 | -0.41421
V_ang_deg | 12 | 6 | -0.43882
V_ang_deg | 12 | 7 | -0.39474
V_ang_deg | 12 | 8 | -0.12174
V_ang_deg | 12 | 9 | 0.16182
V_ang_deg | 12 | 10 | 0.41594
V_ang_deg | 12 | 11 | 0.43283
V_ang_deg | 12 | 12 | 0.51528
V_ang_deg | 12 | 13 | 0.63023
V_ang_deg | 12 | 14 | 0.53917
V_ang_deg | 12 | 15 | 0.70109
V_ang_deg | 12 | 16 | 0.52749
V_ang_deg | 12 | 17 | 0.28415
V_ang_deg | 12 | 18 | -0.04198
V_ang_deg | 12 | 19 | -0.37984
V_ang_deg | 12 | 20 | -0.51107
V_ang_deg | 12 | 21 | -0.51089
V_ang_deg | 12 | 22 | -0.52466
V_ang_deg | 12 | 23 | -0.49664
V_ang_deg | 12 | 24 | -0.49789
V_ang_deg | 13 | 1 | -0.50286
V_ang_deg | 13 | 2 | -0.4757
V_ang_deg | 13 | 3 | -0.45957
V_ang_deg | 13 | 4 | -0.44955
V_ang_deg | 13 | 5 | -0.45496
V_ang_deg | 13 | 6 | -0.48213
V_ang_deg | 13 | 7 | -0.44269
V_ang_deg | 13 | 8 | -0.17698
V_ang_deg | 13 | 9 | 0.09532
V_ang_deg | 13 | 10 | 0.33962
V_ang_deg | 13 | 11 | 0.35053
V_ang_deg | 13 | 12 | 0.43165
V_ang_deg | 13 | 13 | 0.54767
V_ang_deg | 13 | 14 | 0.45453
V_ang_deg | 13 | 15 | 0.61678
V_ang_deg | 13 | 16 | 0.44338
V_ang_deg | 13 | 17 | 0.20018
V_ang_deg | 13 | 18 | -0.12408
V_ang_deg | 13 | 19 | -0.45566
V_ang_deg | 13 | 20 | -0.58346
V_ang_deg | 13 | 21 | -0.57766
V_ang_deg | 13 | 22 | -0.58459
V_ang_deg | 13 | 23 | -0.54956
V_ang_deg | 13 | 24 | -0.54745
V_ang_deg | 14 | 1 | -0.54404
V_ang_deg | 14 | 2 | -0.51452
V_ang_deg | 14 | 3 | -0.497
V_ang_deg | 14 | 4 | -0.4861
V_ang_deg | 14 | 5 | -0.49202
V_ang_deg | 14 | 6 | -0.52154
V_ang_deg | 14 | 7 | -0.48636
V_ang_deg | 14 | 8 | -0.22736
V_ang_deg | 14 | 9 | 0.034558
V_ang_deg | 14 | 10 | 0.26975
V_ang_deg | 14 | 11 | 0.27511
V_ang_deg | 14 | 12 | 0.35499
V_ang_deg | 14 | 13 | 0.472
V_ang_deg | 14 | 14 | 0.37693
V_ang_deg | 14 | 15 | 0.53948
V_ang_deg | 14 | 16 | 0.36628
V_ang_deg | 14 | 17 | 0.12321
V_ang_deg | 14 | 18 | -0.19931
V_ang_deg | 14 | 19 | -0.52505
V_ang_deg | 14 | 20 | -0.64968
V_ang_deg | 14 | 21 | -0.63867
V_ang_deg | 14 | 22 | -0.63929
V_ang_deg | 14 | 23 | -0.59779
V_ang_deg | 14 | 24 | -0.59259
V_ang_deg | 15 | 1 | -0.56331
V_ang_deg | 15 | 2 | -0.53268
V_ang_deg | 15 | 3 | -0.51451
V_ang_deg | 15 | 4 | -0.50319
V_ang_deg | 15 | 5 | -0.50935
V_ang_deg | 15 | 6 | -0.53998
V_ang_deg | 15 | 7 | -0.50678
V_ang_deg | 15 | 8 | -0.25093
V_ang_deg | 15 | 9 | 0.006119
V_ang_deg | 15 | 10 | 0.23704
V_ang_deg | 15 | 11 | 0.2398
V_ang_deg | 15 | 12 | 0.31909
V_ang_deg | 15 | 13 | 0.43658
V_ang_deg | 15 | 14 | 0.3406
V_ang_deg | 15 | 15 | 0.50329
V_ang_deg | 15 | 16 | 0.33018
V_ang_deg | 15 | 17 | 0.087174
V_ang_deg | 15 | 18 | -0.23453
V_ang_deg | 15 | 19 | -0.55754
V_ang_deg | 15 | 20 | -0.68068
V_ang_deg | 15 | 21 | -0.66723
V_ang_deg | 15 | 22 | -0.66488
V_ang_deg | 15 | 23 | -0.62036
V_ang_deg | 15 | 24 | -0.61371
V_ang_deg | 16 | 1 | -0.57478
V_ang_deg | 16 | 2 | -0.54349
V_ang_deg | 16 | 3 | -0.52493
V_ang_deg | 16 | 4 | -0.51337
V_ang_deg | 16 | 5 | -0.51967
V_ang_deg | 16 | 6 | -0.55096
V_ang_deg | 16 | 7 | -0.51895
V_ang_deg | 16 | 8 | -0.26497
V_ang_deg | 16 | 9 | -0.010816
V_ang_deg | 16 | 10 | 0.21756
V_ang_deg | 16 | 11 | 0.21877
V_ang_deg | 16 | 12 | 0.29771
V_ang_deg | 16 | 13 | 0.41548
V_ang_deg | 16 | 14 | 0.31896
V_ang_deg | 16 | 15 | 0.48173
V_ang_deg | 16 | 16 | 0.30868
V_ang_deg | 16 | 17 | 0.06571
V_ang_deg | 16 | 18 | -0.25551
V_ang_deg | 16 | 19 | -0.57689
V_ang_deg | 16 | 20 | -0.69913
V_ang_deg | 16 | 21 | -0.68423
V_ang_deg | 16 | 22 | -0.68013
V_ang_deg | 16 | 23 | -0.63379
V_ang_deg | 16 | 24 | -0.62628
V_ang_deg | 17 | 1 | -0.6213
V_ang_deg | 17 | 2 | -0.58734
V_ang_deg | 17 | 3 | -0.56719
V_ang_deg | 17 | 4 | -0.55463
V_ang_deg | 17 | 5 | -0.56152
V_ang_deg | 17 | 6 | -0.59547
V_ang_deg | 17 | 7 | -0.56829
V_ang_deg | 17 | 8 | -0.32196
V_ang_deg | 17 | 9 | -0.079665
V_ang_deg | 17 | 10 | 0.13829
V_ang_deg | 17 | 11 | 0.13312
V_ang_deg | 17 | 12 | 0.21064
V_ang_deg | 17 | 13 | 0.32955
V_ang_deg | 17 | 14 | 0.23081
V_ang_deg | 17 | 15 | 0.39393
V_ang_deg | 17 | 16 | 0.2211
V_ang_deg | 17 | 17 | -0.021715
V_ang_deg | 17 | 18 | -0.34094
V_ang_deg | 17 | 19 | -0.65562
V_ang_deg | 17 | 20 | -0.77423
V_ang_deg | 17 | 21 | -0.75337
V_ang_deg | 17 | 22 | -0.74205
V_ang_deg | 17 | 23 | -0.68834
V_ang_deg | 17 | 24 | -0.67731
V_ang_deg | 18 | 1 | -0.62682
V_ang_deg | 18 | 2 | -0.59254
V_ang_deg | 18 | 3 | -0.57221
V_ang_deg | 18 | 4 | -0.55952
V_ang_deg | 18 | 5 | -0.56648
V_ang_deg | 18 | 6 | -0.60075
V_ang_deg | 18 | 7 | -0.57415
V_ang_deg | 18 | 8 | -0.32872
V_ang_deg | 18 | 9 | -0.087842
V_ang_deg | 18 | 10 | 0.12887
V_ang_deg | 18 | 11 | 0.12294
V_ang_deg | 18 | 12 | 0.20029
V_ang_deg | 18 | 13 | 0.31934
V_ang_deg | 18 | 14 | 0.22033
V_ang_deg | 18 | 15 | 0.38349
V_ang_deg | 18 | 16 | 0.21069
V_ang_deg | 18 | 17 | -0.032105
V_ang_deg | 18 | 18 | -0.35109
V_ang_deg | 18 | 19 | -0.66498
V_ang_deg | 18 | 20 | -0.78315
V_ang_deg | 18 | 21 | -0.76158
V_ang_deg | 18 | 22 | -0.7494
V_ang_deg | 18 | 23 | -0.69482
V_ang_deg | 18 | 24 | -0.68337
V_ang_deg | 19 | 1 | -0.015853
V_ang_deg | 19 | 2 | -0.014993
V_ang_deg | 19 | 3 | -0.014483
V_ang_deg | 19 | 4 | -0.014147
V_ang_deg | 19 | 5 | -0.01436
V_ang_deg | 19 | 6 | -0.015223
V_ang_deg | 19 | 7 | -0.010252
V_ang_deg | 19 | 8 | 0.012622
V_ang_deg | 19 | 9 | 0.039629
V_ang_deg | 19 | 10 | 0.063237
V_ang_deg | 19 | 11 | 0.066641
V_ang_deg | 19 | 12 | 0.072934
V_ang_deg | 19 | 13 | 0.080751
V_ang_deg | 19 | 14 | 0.075083
V_ang_deg | 19 | 15 | 0.086331
V_ang_deg | 19 | 16 | 0.072352
V_ang_deg | 19 | 17 | 0.052741
V_ang_deg | 19 | 18 | 0.026843
V_ang_deg | 19 | 19 | 0.00021083
V_ang_deg | 19 | 20 | -0.01036
V_ang_deg | 19 | 21 | -0.012289
V_ang_deg | 19 | 22 | -0.015644
V_ang_deg | 19 | 23 | -0.016145
V_ang_deg | 19 | 24 | -0.017355
V_ang_deg | 20 | 1 | -0.16986
V_ang_deg | 20 | 2 | -0.16117
V_ang_deg | 20 | 3 | -0.15598
V_ang_deg | 20 | 4 | -0.15283
V_ang_deg | 20 | 5 | -0.15438
V_ang_deg | 20 | 6 | -0.16311
V_ang_deg | 20 | 7 | -0.13777
V_ang_deg | 20 | 8 | -0.0028096
V_ang_deg | 20 | 9 | 0.13846
V_ang_deg | 20 | 10 | 0.26631
V_ang_deg | 20 | 11 | 0.28015
V_ang_deg | 20 | 12 | 0.32124
V_ang_deg | 20 | 13 | 0.37591
V_ang_deg | 20 | 14 | 0.33362
V_ang_deg | 20 | 15 | 0.41189
V_ang_deg | 20 | 16 | 0.33056
V_ang_deg | 20 | 17 | 0.21757
V_ang_deg | 20 | 18 | 0.064219
V_ang_deg | 20 | 19 | -0.10056
V_ang_deg | 20 | 20 | -0.16537
V_ang_deg | 20 | 21 | -0.17129
V_ang_deg | 20 | 22 | -0.18508
V_ang_deg | 20 | 23 | -0.17952
V_ang_deg | 20 | 24 | -0.18385
V_ang_deg | 21 | 1 | -0.23405
V_ang_deg | 21 | 2 | -0.22207
V_ang_deg | 21 | 3 | -0.21491
V_ang_deg | 21 | 4 | -0.21058
V_ang_deg | 21 | 5 | -0.21267
V_ang_deg | 21 | 6 | -0.22471
V_ang_deg | 21 | 7 | -0.19951
V_ang_deg | 21 | 8 | -0.051169
V_ang_deg | 21 | 9 | 0.097534
V_ang_deg | 21 | 10 | 0.23371
V_ang_deg | 21 | 11 | 0.24475
V_ang_deg | 21 | 12 | 0.29146
V_ang_deg | 21 | 13 | 0.35592
V_ang_deg | 21 | 14 | 0.30485
V_ang_deg | 21 | 15 | 0.39633
V_ang_deg | 21 | 16 | 0.3051
V_ang_deg | 21 | 17 | 0.17862
V_ang_deg | 21 | 18 | 0.0067771
V_ang_deg | 21 | 19 | -0.17766
V_ang_deg | 21 | 20 | -0.24956
V_ang_deg | 21 | 21 | -0.25204
V_ang_deg | 21 | 22 | -0.26266
V_ang_deg | 21 | 23 | -0.25075
V_ang_deg | 21 | 24 | -0.25326
V_ang_deg | 22 | 1 | -0.32249
V_ang_deg | 22 | 2 | -0.30554
V_ang_deg | 22 | 3 | -0.29545
V_ang_deg | 22 | 4 | -0.28926
V_ang_deg | 22 | 5 | -0.29243
V_ang_deg | 22 | 6 | -0.30942
V_ang_deg | 22 | 7 | -0.27979
V_ang_deg | 22 | 8 | -0.093851
V_ang_deg | 22 | 9 | 0.094362
V_ang_deg | 22 | 10 | 0.26513
V_ang_deg | 22 | 11 | 0.27588
V_ang_deg | 22 | 12 | 0.33367
V_ang_deg | 22 | 13 | 0.41489
V_ang_deg | 22 | 14 | 0.3501
V_ang_deg | 22 | 15 | 0.46452
V_ang_deg | 22 | 16 | 0.34668
V_ang_deg | 22 | 17 | 0.18246
V_ang_deg | 22 | 18 | -0.038465
V_ang_deg | 22 | 19 | -0.27
V_ang_deg | 22 | 20 | -0.35973
V_ang_deg | 22 | 21 | -0.35939
V_ang_deg | 22 | 22 | -0.36862
V_ang_deg | 22 | 23 | -0.34908
V_ang_deg | 22 | 24 | -0.35
V_ang_deg | 23 | 1 | 0.012269
V_ang_deg | 23 | 2 | 0.011126
V_ang_deg | 23 | 3 | 0.010477
V_ang_deg | 23 | 4 | 0.010301
V_ang_deg | 23 | 5 | 0.010173
V_ang_deg | 23 | 6 | 0.011176
V_ang_deg | 23 | 7 | 0.026646
V_ang_deg | 23 | 8 | 0.082768
V_ang_deg | 23 | 9 | 0.16146
V_ang_deg | 23 | 10 | 0.229
V_ang_deg | 23 | 11 | 0.24357
V_ang_deg | 23 | 12 | 0.25647
V_ang_deg | 23 | 13 | 0.2711
V_ang_deg | 23 | 14 | 0.26272
V_ang_deg | 23 | 15 | 0.27965
V_ang_deg | 23 | 16 | 0.24487
V_ang_deg | 23 | 17 | 0.19476
V_ang_deg | 23 | 18 | 0.13275
V_ang_deg | 23 | 19 | 0.072564
V_ang_deg | 23 | 20 | 0.048322
V_ang_deg | 23 | 21 | 0.039505
V_ang_deg | 23 | 22 | 0.026144
V_ang_deg | 23 | 23 | 0.017718
V_ang_deg | 23 | 24 | 0.012012
V_ang_deg | 24 | 1 | -0.039713
V_ang_deg | 24 | 2 | -0.041033
V_ang_deg | 24 | 3 | -0.041566
V_ang_deg | 24 | 4 | -0.041565
V_ang_deg | 24 | 5 | -0.041459
V_ang_deg | 24 | 6 | -0.040753
V_ang_deg | 24 | 7 | -0.02838
V_ang_deg | 24 | 8 | 0.01946
V_ang_deg | 24 | 9 | 0.082112
V_ang_deg | 24 | 10 | 0.14324
V_ang_deg | 24 | 11 | 0.15762
V_ang_deg | 24 | 12 | 0.17153
V_ang_deg | 24 | 13 | 0.19457
V_ang_deg | 24 | 14 | 0.17945
V_ang_deg | 24 | 15 | 0.19345
V_ang_deg | 24 | 16 | 0.16001
V_ang_deg | 24 | 17 | 0.11143
V_ang_deg | 24 | 18 | 0.057263
V_ang_deg | 24 | 19 | 0.0037975
V_ang_deg | 24 | 20 | -0.016265
V_ang_deg | 24 | 21 | -0.021253
V_ang_deg | 24 | 22 | -0.031673
V_ang_deg | 24 | 23 | -0.038209
V_ang_deg | 24 | 24 | -0.043568
V_ang_deg | 25 | 1 | -0.065205
V_ang_deg | 25 | 2 | -0.066612
V_ang_deg | 25 | 3 | -0.067089
V_ang_deg | 25 | 4 | -0.066999
V_ang_deg | 25 | 5 | -0.066778
V_ang_deg | 25 | 6 | -0.066218
V_ang_deg | 25 | 7 | -0.055374
V_ang_deg | 25 | 8 | -0.011628
V_ang_deg | 25 | 9 | 0.043077
V_ang_deg | 25 | 10 | 0.10102
V_ang_deg | 25 | 11 | 0.11531
V_ang_deg | 25 | 12 | 0.12971
V_ang_deg | 25 | 13 | 0.15693
V_ang_deg | 25 | 14 | 0.13847
V_ang_deg | 25 | 15 | 0.15101
V_ang_deg | 25 | 16 | 0.11824
V_ang_deg | 25 | 17 | 0.070408
V_ang_deg | 25 | 18 | 0.020143
V_ang_deg | 25 | 19 | -0.029991
V_ang_deg | 25 | 20 | -0.047984
V_ang_deg | 25 | 21 | -0.051078
V_ang_deg | 25 | 22 | -0.060046
V_ang_deg | 25 | 23 | -0.065649
V_ang_deg | 25 | 24 | -0.070836
V_ang_deg | 26 | 1 | 0.09062
V_ang_deg | 26 | 2 | 0.087973
V_ang_deg | 26 | 3 | 0.086221
V_ang_deg | 26 | 4 | 0.085792
V_ang_deg | 26 | 5 | 0.084806
V_ang_deg | 26 | 6 | 0.087576
V_ang_deg | 26 | 7 | 0.12418
V_ang_deg | 26 | 8 | 0.25215
V_ang_deg | 26 | 9 | 0.45286
V_ang_deg | 26 | 10 | 0.61379
V_ang_deg | 26 | 11 | 0.64661
V_ang_deg | 26 | 12 | 0.66906
V_ang_deg | 26 | 13 | 0.68666
V_ang_deg | 26 | 14 | 0.68093
V_ang_deg | 26 | 15 | 0.70878
V_ang_deg | 26 | 16 | 0.62707
V_ang_deg | 26 | 17 | 0.50778
V_ang_deg | 26 | 18 | 0.36067
V_ang_deg | 26 | 19 | 0.23116
V_ang_deg | 26 | 20 | 0.17783
V_ang_deg | 26 | 21 | 0.15574
V_ang_deg | 26 | 22 | 0.12495
V_ang_deg | 26 | 23 | 0.10443
V_ang_deg | 26 | 24 | 0.092519
V_ang_deg | 27 | 1 | 0.10754
V_ang_deg | 27 | 2 | 0.10432
V_ang_deg | 27 | 3 | 0.1022
V_ang_deg | 27 | 4 | 0.10163
V_ang_deg | 27 | 5 | 0.10055
V_ang_deg | 27 | 6 | 0.10391
V_ang_deg | 27 | 7 | 0.14451
V_ang_deg | 27 | 8 | 0.28511
V_ang_deg | 27 | 9 | 0.50815
V_ang_deg | 27 | 10 | 0.68645
V_ang_deg | 27 | 11 | 0.72315
V_ang_deg | 27 | 12 | 0.74714
V_ang_deg | 27 | 13 | 0.76511
V_ang_deg | 27 | 14 | 0.76017
V_ang_deg | 27 | 15 | 0.78899
V_ang_deg | 27 | 16 | 0.69896
V_ang_deg | 27 | 17 | 0.56731
V_ang_deg | 27 | 18 | 0.40545
V_ang_deg | 27 | 19 | 0.2641
V_ang_deg | 27 | 20 | 0.2058
V_ang_deg | 27 | 21 | 0.18102
V_ang_deg | 27 | 22 | 0.14668
V_ang_deg | 27 | 23 | 0.12336
V_ang_deg | 27 | 24 | 0.11008
V_ang_deg | 28 | 1 | 0.13015
V_ang_deg | 28 | 2 | 0.12644
V_ang_deg | 28 | 3 | 0.12398
V_ang_deg | 28 | 4 | 0.1234
V_ang_deg | 28 | 5 | 0.12194
V_ang_deg | 28 | 6 | 0.12583
V_ang_deg | 28 | 7 | 0.18261
V_ang_deg | 28 | 8 | 0.38293
V_ang_deg | 28 | 9 | 0.69214
V_ang_deg | 28 | 10 | 0.94153
V_ang_deg | 28 | 11 | 0.99241
V_ang_deg | 28 | 12 | 1.0286
V_ang_deg | 28 | 13 | 1.0577
V_ang_deg | 28 | 14 | 1.0472
V_ang_deg | 28 | 15 | 1.0935
V_ang_deg | 28 | 16 | 0.96695
V_ang_deg | 28 | 17 | 0.78258
V_ang_deg | 28 | 18 | 0.55371
V_ang_deg | 28 | 19 | 0.34891
V_ang_deg | 28 | 20 | 0.26451
V_ang_deg | 28 | 21 | 0.23031
V_ang_deg | 28 | 22 | 0.18249
V_ang_deg | 28 | 23 | 0.15133
V_ang_deg | 28 | 24 | 0.1328
V_ang_deg | 29 | 1 | 0.15339
V_ang_deg | 29 | 2 | 0.14899
V_ang_deg | 29 | 3 | 0.14607
V_ang_deg | 29 | 4 | 0.14536
V_ang_deg | 29 | 5 | 0.14368
V_ang_deg | 29 | 6 | 0.1483
V_ang_deg | 29 | 7 | 0.21795
V_ang_deg | 29 | 8 | 0.46449
V_ang_deg | 29 | 9 | 0.84113
V_ang_deg | 29 | 10 | 1.1462
V_ang_deg | 29 | 11 | 1.2087
V_ang_deg | 29 | 12 | 1.2542
V_ang_deg | 29 | 13 | 1.2912
V_ang_deg | 29 | 14 | 1.2772
V_ang_deg | 29 | 15 | 1.3362
V_ang_deg | 29 | 16 | 1.1816
V_ang_deg | 29 | 17 | 0.95686
V_ang_deg | 29 | 18 | 0.67669
V_ang_deg | 29 | 19 | 0.42312
V_ang_deg | 29 | 20 | 0.31853
V_ang_deg | 29 | 21 | 0.27646
V_ang_deg | 29 | 22 | 0.21757
V_ang_deg | 29 | 23 | 0.17957
V_ang_deg | 29 | 24 | 0.15666
V_ang_deg | 30 | 1 | 0.18464
V_ang_deg | 30 | 2 | 0.17914
V_ang_deg | 30 | 3 | 0.17552
V_ang_deg | 30 | 4 | 0.17455
V_ang_deg | 30 | 5 | 0.17269
V_ang_deg | 30 | 6 | 0.17845
V_ang_deg | 30 | 7 | 0.25215
V_ang_deg | 30 | 8 | 0.509
V_ang_deg | 30 | 9 | 0.91125
V_ang_deg | 30 | 10 | 1.2347
V_ang_deg | 30 | 11 | 1.3017
V_ang_deg | 30 | 12 | 1.3465
V_ang_deg | 30 | 13 | 1.3802
V_ang_deg | 30 | 14 | 1.3703
V_ang_deg | 30 | 15 | 1.4251
V_ang_deg | 30 | 16 | 1.2624
V_ang_deg | 30 | 17 | 1.0248
V_ang_deg | 30 | 18 | 0.7311
V_ang_deg | 30 | 19 | 0.47063
V_ang_deg | 30 | 20 | 0.36294
V_ang_deg | 30 | 21 | 0.31781
V_ang_deg | 30 | 22 | 0.25519
V_ang_deg | 30 | 23 | 0.2134
V_ang_deg | 30 | 24 | 0.18913
V_ang_deg | 31 | 1 | 0.1616
V_ang_deg | 31 | 2 | 0.15692
V_ang_deg | 31 | 3 | 0.15381
V_ang_deg | 31 | 4 | 0.15303
V_ang_deg | 31 | 5 | 0.15131
V_ang_deg | 31 | 6 | 0.15623
V_ang_deg | 31 | 7 | 0.22693
V_ang_deg | 31 | 8 | 0.47616
V_ang_deg | 31 | 9 | 0.85944
V_ang_deg | 31 | 10 | 1.1693
V_ang_deg | 31 | 11 | 1.2329
V_ang_deg | 31 | 12 | 1.2782
V_ang_deg | 31 | 13 | 1.3144
V_ang_deg | 31 | 14 | 1.3014
V_ang_deg | 31 | 15 | 1.3593
V_ang_deg | 31 | 16 | 1.2027
V_ang_deg | 31 | 17 | 0.97461
V_ang_deg | 31 | 18 | 0.69094
V_ang_deg | 31 | 19 | 0.43557
V_ang_deg | 31 | 20 | 0.33018
V_ang_deg | 31 | 21 | 0.28731
V_ang_deg | 31 | 22 | 0.22745
V_ang_deg | 31 | 23 | 0.18846
V_ang_deg | 31 | 24 | 0.16519
V_ang_deg | 32 | 1 | 0.15588
V_ang_deg | 32 | 2 | 0.15139
V_ang_deg | 32 | 3 | 0.14841
V_ang_deg | 32 | 4 | 0.14768
V_ang_deg | 32 | 5 | 0.14599
V_ang_deg | 32 | 6 | 0.1507
V_ang_deg | 32 | 7 | 0.22066
V_ang_deg | 32 | 8 | 0.46799
V_ang_deg | 32 | 9 | 0.84654
V_ang_deg | 32 | 10 | 1.1529
V_ang_deg | 32 | 11 | 1.2158
V_ang_deg | 32 | 12 | 1.2612
V_ang_deg | 32 | 13 | 1.298
V_ang_deg | 32 | 14 | 1.2842
V_ang_deg | 32 | 15 | 1.3429
V_ang_deg | 32 | 16 | 1.1878
V_ang_deg | 32 | 17 | 0.96211
V_ang_deg | 32 | 18 | 0.68094
V_ang_deg | 32 | 19 | 0.42685
V_ang_deg | 32 | 20 | 0.32203
V_ang_deg | 32 | 21 | 0.27973
V_ang_deg | 32 | 22 | 0.22055
V_ang_deg | 32 | 23 | 0.18225
V_ang_deg | 32 | 24 | 0.15924
V_ang_deg | 33 | 1 | -0.62883
V_ang_deg | 33 | 2 | -0.59443
V_ang_deg | 33 | 3 | -0.57403
V_ang_deg | 33 | 4 | -0.5613
V_ang_deg | 33 | 5 | -0.56828
V_ang_deg | 33 | 6 | -0.60267
V_ang_deg | 33 | 7 | -0.57628
V_ang_deg | 33 | 8 | -0.33118
V_ang_deg | 33 | 9 | -0.090814
V_ang_deg | 33 | 10 | 0.12544
V_ang_deg | 33 | 11 | 0.11924
V_ang_deg | 33 | 12 | 0.19653
V_ang_deg | 33 | 13 | 0.31562
V_ang_deg | 33 | 14 | 0.21652
V_ang_deg | 33 | 15 | 0.3797
V_ang_deg | 33 | 16 | 0.2069
V_ang_deg | 33 | 17 | -0.035883
V_ang_deg | 33 | 18 | -0.35479
V_ang_deg | 33 | 19 | -0.66838
V_ang_deg | 33 | 20 | -0.78639
V_ang_deg | 33 | 21 | -0.76456
V_ang_deg | 33 | 22 | -0.75207
V_ang_deg | 33 | 23 | -0.69717
V_ang_deg | 33 | 24 | -0.68557

## P_cost
Variable_name | Index: Gens | Index: Buses | Index: Times | Value
P_cost | 1 | 1 | 1 | 37.3724
P_cost | 1 | 1 | 2 | 36.0534
P_cost | 1 | 1 | 3 | 35.2183
P_cost | 1 | 1 | 4 | 34.704
P_cost | 1 | 1 | 5 | 34.8683
P_cost | 1 | 1 | 6 | 36.2882
P_cost | 1 | 1 | 7 | 36.4324
P_cost | 1 | 1 | 8 | 30.4953
P_cost | 1 | 1 | 9 | 28.6101
P_cost | 1 | 1 | 10 | 24.6076
P_cost | 1 | 1 | 11 | 25.4234
P_cost | 1 | 1 | 12 | 22.2426
P_cost | 1 | 1 | 13 | 15.7344
P_cost | 1 | 1 | 14 | 21.2943
P_cost | 1 | 1 | 15 | 15.202
P_cost | 1 | 1 | 16 | 19.9742
P_cost | 1 | 1 | 17 | 26.5108
P_cost | 1 | 1 | 18 | 34.4935
P_cost | 1 | 1 | 19 | 43.6919
P_cost | 1 | 1 | 20 | 46.7805
P_cost | 1 | 1 | 21 | 44.9435
P_cost | 1 | 1 | 22 | 43.5512
P_cost | 1 | 1 | 23 | 40.8074
P_cost | 1 | 1 | 24 | 40.2091
P_cost | 1 | 2 | 1 | 0
P_cost | 1 | 2 | 2 | 0
P_cost | 1 | 2 | 3 | 0
P_cost | 1 | 2 | 4 | 0
P_cost | 1 | 2 | 5 | 0
P_cost | 1 | 2 | 6 | 0
P_cost | 1 | 2 | 7 | 0
P_cost | 1 | 2 | 8 | 0
P_cost | 1 | 2 | 9 | 0
P_cost | 1 | 2 | 10 | 0
P_cost | 1 | 2 | 11 | 0
P_cost | 1 | 2 | 12 | 0
P_cost | 1 | 2 | 13 | 0
P_cost | 1 | 2 | 14 | 0
P_cost | 1 | 2 | 15 | 0
P_cost | 1 | 2 | 16 | 0
P_cost | 1 | 2 | 17 | 0
P_cost | 1 | 2 | 18 | 0
P_cost | 1 | 2 | 19 | 0
P_cost | 1 | 2 | 20 | 0
P_cost | 1 | 2 | 21 | 0
P_cost | 1 | 2 | 22 | 0
P_cost | 1 | 2 | 23 | 0
P_cost | 1 | 2 | 24 | 0
P_cost | 1 | 3 | 1 | 0
P_cost | 1 | 3 | 2 | 0
P_cost | 1 | 3 | 3 | 0
P_cost | 1 | 3 | 4 | 0
P_cost | 1 | 3 | 5 | 0
P_cost | 1 | 3 | 6 | 0
P_cost | 1 | 3 | 7 | 0
P_cost | 1 | 3 | 8 | 0
P_cost | 1 | 3 | 9 | 0
P_cost | 1 | 3 | 10 | 0
P_cost | 1 | 3 | 11 | 0
P_cost | 1 | 3 | 12 | 0
P_cost | 1 | 3 | 13 | 0
P_cost | 1 | 3 | 14 | 0
P_cost | 1 | 3 | 15 | 0
P_cost | 1 | 3 | 16 | 0
P_cost | 1 | 3 | 17 | 0
P_cost | 1 | 3 | 18 | 0
P_cost | 1 | 3 | 19 | 0
P_cost | 1 | 3 | 20 | 0
P_cost | 1 | 3 | 21 | 0
P_cost | 1 | 3 | 22 | 0
P_cost | 1 | 3 | 23 | 0
P_cost | 1 | 3 | 24 | 0
P_cost | 1 | 4 | 1 | 0
P_cost | 1 | 4 | 2 | 0
P_cost | 1 | 4 | 3 | 0
P_cost | 1 | 4 | 4 | 0
P_cost | 1 | 4 | 5 | 0
P_cost | 1 | 4 | 6 | 0
P_cost | 1 | 4 | 7 | 0
P_cost | 1 | 4 | 8 | 0
P_cost | 1 | 4 | 9 | 0
P_cost | 1 | 4 | 10 | 0
P_cost | 1 | 4 | 11 | 0
P_cost | 1 | 4 | 12 | 0
P_cost | 1 | 4 | 13 | 0
P_cost | 1 | 4 | 14 | 0
P_cost | 1 | 4 | 15 | 0
P_cost | 1 | 4 | 16 | 0
P_cost | 1 | 4 | 17 | 0
P_cost | 1 | 4 | 18 | 0
P_cost | 1 | 4 | 19 | 0
P_cost | 1 | 4 | 20 | 0
P_cost | 1 | 4 | 21 | 0
P_cost | 1 | 4 | 22 | 0
P_cost | 1 | 4 | 23 | 0
P_cost | 1 | 4 | 24 | 0
P_cost | 1 | 5 | 1 | 0
P_cost | 1 | 5 | 2 | 0
P_cost | 1 | 5 | 3 | 0
P_cost | 1 | 5 | 4 | 0
P_cost | 1 | 5 | 5 | 0
P_cost | 1 | 5 | 6 | 0
P_cost | 1 | 5 | 7 | 0
P_cost | 1 | 5 | 8 | 0
P_cost | 1 | 5 | 9 | 0
P_cost | 1 | 5 | 10 | 0
P_cost | 1 | 5 | 11 | 0
P_cost | 1 | 5 | 12 | 0
P_cost | 1 | 5 | 13 | 0
P_cost | 1 | 5 | 14 | 0
P_cost | 1 | 5 | 15 | 0
P_cost | 1 | 5 | 16 | 0
P_cost | 1 | 5 | 17 | 0
P_cost | 1 | 5 | 18 | 0
P_cost | 1 | 5 | 19 | 0
P_cost | 1 | 5 | 20 | 0
P_cost | 1 | 5 | 21 | 0
P_cost | 1 | 5 | 22 | 0
P_cost | 1 | 5 | 23 | 0
P_cost | 1 | 5 | 24 | 0
P_cost | 1 | 6 | 1 | 0
P_cost | 1 | 6 | 2 | 0
P_cost | 1 | 6 | 3 | 0
P_cost | 1 | 6 | 4 | 0
P_cost | 1 | 6 | 5 | 0
P_cost | 1 | 6 | 6 | 0
P_cost | 1 | 6 | 7 | 0
P_cost | 1 | 6 | 8 | 0
P_cost | 1 | 6 | 9 | 0
P_cost | 1 | 6 | 10 | 0
P_cost | 1 | 6 | 11 | 0
P_cost | 1 | 6 | 12 | 0
P_cost | 1 | 6 | 13 | 0
P_cost | 1 | 6 | 14 | 0
P_cost | 1 | 6 | 15 | 0
P_cost | 1 | 6 | 16 | 0
P_cost | 1 | 6 | 17 | 0
P_cost | 1 | 6 | 18 | 0
P_cost | 1 | 6 | 19 | 0
P_cost | 1 | 6 | 20 | 0
P_cost | 1 | 6 | 21 | 0
P_cost | 1 | 6 | 22 | 0
P_cost | 1 | 6 | 23 | 0
P_cost | 1 | 6 | 24 | 0
P_cost | 1 | 7 | 1 | 0
P_cost | 1 | 7 | 2 | 0
P_cost | 1 | 7 | 3 | 0
P_cost | 1 | 7 | 4 | 0
P_cost | 1 | 7 | 5 | 0
P_cost | 1 | 7 | 6 | 0
P_cost | 1 | 7 | 7 | 0
P_cost | 1 | 7 | 8 | 0
P_cost | 1 | 7 | 9 | 0
P_cost | 1 | 7 | 10 | 0
P_cost | 1 | 7 | 11 | 0
P_cost | 1 | 7 | 12 | 0
P_cost | 1 | 7 | 13 | 0
P_cost | 1 | 7 | 14 | 0
P_cost | 1 | 7 | 15 | 0
P_cost | 1 | 7 | 16 | 0
P_cost | 1 | 7 | 17 | 0
P_cost | 1 | 7 | 18 | 0
P_cost | 1 | 7 | 19 | 0
P_cost | 1 | 7 | 20 | 0
P_cost | 1 | 7 | 21 | 0
P_cost | 1 | 7 | 22 | 0
P_cost | 1 | 7 | 23 | 0
P_cost | 1 | 7 | 24 | 0
P_cost | 1 | 8 | 1 | 0
P_cost | 1 | 8 | 2 | 0
P_cost | 1 | 8 | 3 | 0
P_cost | 1 | 8 | 4 | 0
P_cost | 1 | 8 | 5 | 0
P_cost | 1 | 8 | 6 | 0
P_cost | 1 | 8 | 7 | 0
P_cost | 1 | 8 | 8 | 0
P_cost | 1 | 8 | 9 | 0
P_cost | 1 | 8 | 10 | 0
P_cost | 1 | 8 | 11 | 0
P_cost | 1 | 8 | 12 | 0
P_cost | 1 | 8 | 13 | 0
P_cost | 1 | 8 | 14 | 0
P_cost | 1 | 8 | 15 | 0
P_cost | 1 | 8 | 16 | 0
P_cost | 1 | 8 | 17 | 0
P_cost | 1 | 8 | 18 | 0
P_cost | 1 | 8 | 19 | 0
P_cost | 1 | 8 | 20 | 0
P_cost | 1 | 8 | 21 | 0
P_cost | 1 | 8 | 22 | 0
P_cost | 1 | 8 | 23 | 0
P_cost | 1 | 8 | 24 | 0
P_cost | 1 | 9 | 1 | 0
P_cost | 1 | 9 | 2 | 0
P_cost | 1 | 9 | 3 | 0
P_cost | 1 | 9 | 4 | 0
P_cost | 1 | 9 | 5 | 0
P_cost | 1 | 9 | 6 | 0
P_cost | 1 | 9 | 7 | 0
P_cost | 1 | 9 | 8 | 0
P_cost | 1 | 9 | 9 | 0
P_cost | 1 | 9 | 10 | 0
P_cost | 1 | 9 | 11 | 0
P_cost | 1 | 9 | 12 | 0
P_cost | 1 | 9 | 13 | 0
P_cost | 1 | 9 | 14 | 0
P_cost | 1 | 9 | 15 | 0
P_cost | 1 | 9 | 16 | 0
P_cost | 1 | 9 | 17 | 0
P_cost | 1 | 9 | 18 | 0
P_cost | 1 | 9 | 19 | 0
P_cost | 1 | 9 | 20 | 0
P_cost | 1 | 9 | 21 | 0
P_cost | 1 | 9 | 22 | 0
P_cost | 1 | 9 | 23 | 0
P_cost | 1 | 9 | 24 | 0
P_cost | 1 | 10 | 1 | 0
P_cost | 1 | 10 | 2 | 0
P_cost | 1 | 10 | 3 | 0
P_cost | 1 | 10 | 4 | 0
P_cost | 1 | 10 | 5 | 0
P_cost | 1 | 10 | 6 | 0
P_cost | 1 | 10 | 7 | 0
P_cost | 1 | 10 | 8 | 0
P_cost | 1 | 10 | 9 | 0
P_cost | 1 | 10 | 10 | 0
P_cost | 1 | 10 | 11 | 0
P_cost | 1 | 10 | 12 | 0
P_cost | 1 | 10 | 13 | 0
P_cost | 1 | 10 | 14 | 0
P_cost | 1 | 10 | 15 | 0
P_cost | 1 | 10 | 16 | 0
P_cost | 1 | 10 | 17 | 0
P_cost | 1 | 10 | 18 | 0
P_cost | 1 | 10 | 19 | 0
P_cost | 1 | 10 | 20 | 0
P_cost | 1 | 10 | 21 | 0
P_cost | 1 | 10 | 22 | 0
P_cost | 1 | 10 | 23 | 0
P_cost | 1 | 10 | 24 | 0
P_cost | 1 | 11 | 1 | 0
P_cost | 1 | 11 | 2 | 0
P_cost | 1 | 11 | 3 | 0
P_cost | 1 | 11 | 4 | 0
P_cost | 1 | 11 | 5 | 0
P_cost | 1 | 11 | 6 | 0
P_cost | 1 | 11 | 7 | 0
P_cost | 1 | 11 | 8 | 0
P_cost | 1 | 11 | 9 | 0
P_cost | 1 | 11 | 10 | 0
P_cost | 1 | 11 | 11 | 0
P_cost | 1 | 11 | 12 | 0
P_cost | 1 | 11 | 13 | 0
P_cost | 1 | 11 | 14 | 0
P_cost | 1 | 11 | 15 | 0
P_cost | 1 | 11 | 16 | 0
P_cost | 1 | 11 | 17 | 0
P_cost | 1 | 11 | 18 | 0
P_cost | 1 | 11 | 19 | 0
P_cost | 1 | 11 | 20 | 0
P_cost | 1 | 11 | 21 | 0
P_cost | 1 | 11 | 22 | 0
P_cost | 1 | 11 | 23 | 0
P_cost | 1 | 11 | 24 | 0
P_cost | 1 | 12 | 1 | 0
P_cost | 1 | 12 | 2 | 0
P_cost | 1 | 12 | 3 | 0
P_cost | 1 | 12 | 4 | 0
P_cost | 1 | 12 | 5 | 0
P_cost | 1 | 12 | 6 | 0
P_cost | 1 | 12 | 7 | 0
P_cost | 1 | 12 | 8 | 0
P_cost | 1 | 12 | 9 | 0
P_cost | 1 | 12 | 10 | 0
P_cost | 1 | 12 | 11 | 0
P_cost | 1 | 12 | 12 | 0
P_cost | 1 | 12 | 13 | 0
P_cost | 1 | 12 | 14 | 0
P_cost | 1 | 12 | 15 | 0
P_cost | 1 | 12 | 16 | 0
P_cost | 1 | 12 | 17 | 0
P_cost | 1 | 12 | 18 | 0
P_cost | 1 | 12 | 19 | 0
P_cost | 1 | 12 | 20 | 0
P_cost | 1 | 12 | 21 | 0
P_cost | 1 | 12 | 22 | 0
P_cost | 1 | 12 | 23 | 0
P_cost | 1 | 12 | 24 | 0
P_cost | 1 | 13 | 1 | 0
P_cost | 1 | 13 | 2 | 0
P_cost | 1 | 13 | 3 | 0
P_cost | 1 | 13 | 4 | 0
P_cost | 1 | 13 | 5 | 0
P_cost | 1 | 13 | 6 | 0
P_cost | 1 | 13 | 7 | 0
P_cost | 1 | 13 | 8 | 0
P_cost | 1 | 13 | 9 | 0
P_cost | 1 | 13 | 10 | 0
P_cost | 1 | 13 | 11 | 0
P_cost | 1 | 13 | 12 | 0
P_cost | 1 | 13 | 13 | 0
P_cost | 1 | 13 | 14 | 0
P_cost | 1 | 13 | 15 | 0
P_cost | 1 | 13 | 16 | 0
P_cost | 1 | 13 | 17 | 0
P_cost | 1 | 13 | 18 | 0
P_cost | 1 | 13 | 19 | 0
P_cost | 1 | 13 | 20 | 0
P_cost | 1 | 13 | 21 | 0
P_cost | 1 | 13 | 22 | 0
P_cost | 1 | 13 | 23 | 0
P_cost | 1 | 13 | 24 | 0
P_cost | 1 | 14 | 1 | 0
P_cost | 1 | 14 | 2 | 0
P_cost | 1 | 14 | 3 | 0
P_cost | 1 | 14 | 4 | 0
P_cost | 1 | 14 | 5 | 0
P_cost | 1 | 14 | 6 | 0
P_cost | 1 | 14 | 7 | 0
P_cost | 1 | 14 | 8 | 0
P_cost | 1 | 14 | 9 | 0
P_cost | 1 | 14 | 10 | 0
P_cost | 1 | 14 | 11 | 0
P_cost | 1 | 14 | 12 | 0
P_cost | 1 | 14 | 13 | 0
P_cost | 1 | 14 | 14 | 0
P_cost | 1 | 14 | 15 | 0
P_cost | 1 | 14 | 16 | 0
P_cost | 1 | 14 | 17 | 0
P_cost | 1 | 14 | 18 | 0
P_cost | 1 | 14 | 19 | 0
P_cost | 1 | 14 | 20 | 0
P_cost | 1 | 14 | 21 | 0
P_cost | 1 | 14 | 22 | 0
P_cost | 1 | 14 | 23 | 0
P_cost | 1 | 14 | 24 | 0
P_cost | 1 | 15 | 1 | 0
P_cost | 1 | 15 | 2 | 0
P_cost | 1 | 15 | 3 | 0
P_cost | 1 | 15 | 4 | 0
P_cost | 1 | 15 | 5 | 0
P_cost | 1 | 15 | 6 | 0
P_cost | 1 | 15 | 7 | 0
P_cost | 1 | 15 | 8 | 0
P_cost | 1 | 15 | 9 | 0
P_cost | 1 | 15 | 10 | 0
P_cost | 1 | 15 | 11 | 0
P_cost | 1 | 15 | 12 | 0
P_cost | 1 | 15 | 13 | 0
P_cost | 1 | 15 | 14 | 0
P_cost | 1 | 15 | 15 | 0
P_cost | 1 | 15 | 16 | 0
P_cost | 1 | 15 | 17 | 0
P_cost | 1 | 15 | 18 | 0
P_cost | 1 | 15 | 19 | 0
P_cost | 1 | 15 | 20 | 0
P_cost | 1 | 15 | 21 | 0
P_cost | 1 | 15 | 22 | 0
P_cost | 1 | 15 | 23 | 0
P_cost | 1 | 15 | 24 | 0
P_cost | 1 | 16 | 1 | 0
P_cost | 1 | 16 | 2 | 0
P_cost | 1 | 16 | 3 | 0
P_cost | 1 | 16 | 4 | 0
P_cost | 1 | 16 | 5 | 0
P_cost | 1 | 16 | 6 | 0
P_cost | 1 | 16 | 7 | 0
P_cost | 1 | 16 | 8 | 0
P_cost | 1 | 16 | 9 | 0
P_cost | 1 | 16 | 10 | 0
P_cost | 1 | 16 | 11 | 0
P_cost | 1 | 16 | 12 | 0
P_cost | 1 | 16 | 13 | 0
P_cost | 1 | 16 | 14 | 0
P_cost | 1 | 16 | 15 | 0
P_cost | 1 | 16 | 16 | 0
P_cost | 1 | 16 | 17 | 0
P_cost | 1 | 16 | 18 | 0
P_cost | 1 | 16 | 19 | 0
P_cost | 1 | 16 | 20 | 0
P_cost | 1 | 16 | 21 | 0
P_cost | 1 | 16 | 22 | 0
P_cost | 1 | 16 | 23 | 0
P_cost | 1 | 16 | 24 | 0
P_cost | 1 | 17 | 1 | 0
P_cost | 1 | 17 | 2 | 0
P_cost | 1 | 17 | 3 | 0
P_cost | 1 | 17 | 4 | 0
P_cost | 1 | 17 | 5 | 0
P_cost | 1 | 17 | 6 | 0
P_cost | 1 | 17 | 7 | 0
P_cost | 1 | 17 | 8 | 0
P_cost | 1 | 17 | 9 | 0
P_cost | 1 | 17 | 10 | 0
P_cost | 1 | 17 | 11 | 0
P_cost | 1 | 17 | 12 | 0
P_cost | 1 | 17 | 13 | 0
P_cost | 1 | 17 | 14 | 0
P_cost | 1 | 17 | 15 | 0
P_cost | 1 | 17 | 16 | 0
P_cost | 1 | 17 | 17 | 0
P_cost | 1 | 17 | 18 | 0
P_cost | 1 | 17 | 19 | 0
P_cost | 1 | 17 | 20 | 0
P_cost | 1 | 17 | 21 | 0
P_cost | 1 | 17 | 22 | 0
P_cost | 1 | 17 | 23 | 0
P_cost | 1 | 17 | 24 | 0
P_cost | 1 | 18 | 1 | 0
P_cost | 1 | 18 | 2 | 0
P_cost | 1 | 18 | 3 | 0
P_cost | 1 | 18 | 4 | 0
P_cost | 1 | 18 | 5 | 0
P_cost | 1 | 18 | 6 | 0
P_cost | 1 | 18 | 7 | 0
P_cost | 1 | 18 | 8 | 0
P_cost | 1 | 18 | 9 | 0
P_cost | 1 | 18 | 10 | 0
P_cost | 1 | 18 | 11 | 0
P_cost | 1 | 18 | 12 | 0
P_cost | 1 | 18 | 13 | 0
P_cost | 1 | 18 | 14 | 0
P_cost | 1 | 18 | 15 | 0
P_cost | 1 | 18 | 16 | 0
P_cost | 1 | 18 | 17 | 0
P_cost | 1 | 18 | 18 | 0
P_cost | 1 | 18 | 19 | 0
P_cost | 1 | 18 | 20 | 0
P_cost | 1 | 18 | 21 | 0
P_cost | 1 | 18 | 22 | 0
P_cost | 1 | 18 | 23 | 0
P_cost | 1 | 18 | 24 | 0
P_cost | 1 | 19 | 1 | 0
P_cost | 1 | 19 | 2 | 0
P_cost | 1 | 19 | 3 | 0
P_cost | 1 | 19 | 4 | 0
P_cost | 1 | 19 | 5 | 0
P_cost | 1 | 19 | 6 | 0
P_cost | 1 | 19 | 7 | 0
P_cost | 1 | 19 | 8 | 0
P_cost | 1 | 19 | 9 | 0
P_cost | 1 | 19 | 10 | 0
P_cost | 1 | 19 | 11 | 0
P_cost | 1 | 19 | 12 | 0
P_cost | 1 | 19 | 13 | 0
P_cost | 1 | 19 | 14 | 0
P_cost | 1 | 19 | 15 | 0
P_cost | 1 | 19 | 16 | 0
P_cost | 1 | 19 | 17 | 0
P_cost | 1 | 19 | 18 | 0
P_cost | 1 | 19 | 19 | 0
P_cost | 1 | 19 | 20 | 0
P_cost | 1 | 19 | 21 | 0
P_cost | 1 | 19 | 22 | 0
P_cost | 1 | 19 | 23 | 0
P_cost | 1 | 19 | 24 | 0
P_cost | 1 | 20 | 1 | 0
P_cost | 1 | 20 | 2 | 0
P_cost | 1 | 20 | 3 | 0
P_cost | 1 | 20 | 4 | 0
P_cost | 1 | 20 | 5 | 0
P_cost | 1 | 20 | 6 | 0
P_cost | 1 | 20 | 7 | 0
P_cost | 1 | 20 | 8 | 0
P_cost | 1 | 20 | 9 | 0
P_cost | 1 | 20 | 10 | 0
P_cost | 1 | 20 | 11 | 0
P_cost | 1 | 20 | 12 | 0
P_cost | 1 | 20 | 13 | 0
P_cost | 1 | 20 | 14 | 0
P_cost | 1 | 20 | 15 | 0
P_cost | 1 | 20 | 16 | 0
P_cost | 1 | 20 | 17 | 0
P_cost | 1 | 20 | 18 | 0
P_cost | 1 | 20 | 19 | 0
P_cost | 1 | 20 | 20 | 0
P_cost | 1 | 20 | 21 | 0
P_cost | 1 | 20 | 22 | 0
P_cost | 1 | 20 | 23 | 0
P_cost | 1 | 20 | 24 | 0
P_cost | 1 | 21 | 1 | 0
P_cost | 1 | 21 | 2 | 0
P_cost | 1 | 21 | 3 | 0
P_cost | 1 | 21 | 4 | 0
P_cost | 1 | 21 | 5 | 0
P_cost | 1 | 21 | 6 | 0
P_cost | 1 | 21 | 7 | 0
P_cost | 1 | 21 | 8 | 0
P_cost | 1 | 21 | 9 | 0
P_cost | 1 | 21 | 10 | 0
P_cost | 1 | 21 | 11 | 0
P_cost | 1 | 21 | 12 | 0
P_cost | 1 | 21 | 13 | 0
P_cost | 1 | 21 | 14 | 0
P_cost | 1 | 21 | 15 | 0
P_cost | 1 | 21 | 16 | 0
P_cost | 1 | 21 | 17 | 0
P_cost | 1 | 21 | 18 | 0
P_cost | 1 | 21 | 19 | 0
P_cost | 1 | 21 | 20 | 0
P_cost | 1 | 21 | 21 | 0
P_cost | 1 | 21 | 22 | 0
P_cost | 1 | 21 | 23 | 0
P_cost | 1 | 21 | 24 | 0
P_cost | 1 | 22 | 1 | 0
P_cost | 1 | 22 | 2 | 0
P_cost | 1 | 22 | 3 | 0
P_cost | 1 | 22 | 4 | 0
P_cost | 1 | 22 | 5 | 0
P_cost | 1 | 22 | 6 | 0
P_cost | 1 | 22 | 7 | 0
P_cost | 1 | 22 | 8 | 0
P_cost | 1 | 22 | 9 | 0
P_cost | 1 | 22 | 10 | 0
P_cost | 1 | 22 | 11 | 0
P_cost | 1 | 22 | 12 | 0
P_cost | 1 | 22 | 13 | 0
P_cost | 1 | 22 | 14 | 0
P_cost | 1 | 22 | 15 | 0
P_cost | 1 | 22 | 16 | 0
P_cost | 1 | 22 | 17 | 0
P_cost | 1 | 22 | 18 | 0
P_cost | 1 | 22 | 19 | 0
P_cost | 1 | 22 | 20 | 0
P_cost | 1 | 22 | 21 | 0
P_cost | 1 | 22 | 22 | 0
P_cost | 1 | 22 | 23 | 0
P_cost | 1 | 22 | 24 | 0
P_cost | 1 | 23 | 1 | 0
P_cost | 1 | 23 | 2 | 0
P_cost | 1 | 23 | 3 | 0
P_cost | 1 | 23 | 4 | 0
P_cost | 1 | 23 | 5 | 0
P_cost | 1 | 23 | 6 | 0
P_cost | 1 | 23 | 7 | 0
P_cost | 1 | 23 | 8 | 0
P_cost | 1 | 23 | 9 | 0
P_cost | 1 | 23 | 10 | 0
P_cost | 1 | 23 | 11 | 0
P_cost | 1 | 23 | 12 | 0
P_cost | 1 | 23 | 13 | 0
P_cost | 1 | 23 | 14 | 0
P_cost | 1 | 23 | 15 | 0
P_cost | 1 | 23 | 16 | 0
P_cost | 1 | 23 | 17 | 0
P_cost | 1 | 23 | 18 | 0
P_cost | 1 | 23 | 19 | 0
P_cost | 1 | 23 | 20 | 0
P_cost | 1 | 23 | 21 | 0
P_cost | 1 | 23 | 22 | 0
P_cost | 1 | 23 | 23 | 0
P_cost | 1 | 23 | 24 | 0
P_cost | 1 | 24 | 1 | 0
P_cost | 1 | 24 | 2 | 0
P_cost | 1 | 24 | 3 | 0
P_cost | 1 | 24 | 4 | 0
P_cost | 1 | 24 | 5 | 0
P_cost | 1 | 24 | 6 | 0
P_cost | 1 | 24 | 7 | 0
P_cost | 1 | 24 | 8 | 0
P_cost | 1 | 24 | 9 | 0
P_cost | 1 | 24 | 10 | 0
P_cost | 1 | 24 | 11 | 0
P_cost | 1 | 24 | 12 | 0
P_cost | 1 | 24 | 13 | 0
P_cost | 1 | 24 | 14 | 0
P_cost | 1 | 24 | 15 | 0
P_cost | 1 | 24 | 16 | 0
P_cost | 1 | 24 | 17 | 0
P_cost | 1 | 24 | 18 | 0
P_cost | 1 | 24 | 19 | 0
P_cost | 1 | 24 | 20 | 0
P_cost | 1 | 24 | 21 | 0
P_cost | 1 | 24 | 22 | 0
P_cost | 1 | 24 | 23 | 0
P_cost | 1 | 24 | 24 | 0
P_cost | 1 | 25 | 1 | 0
P_cost | 1 | 25 | 2 | 0
P_cost | 1 | 25 | 3 | 0
P_cost | 1 | 25 | 4 | 0
P_cost | 1 | 25 | 5 | 0
P_cost | 1 | 25 | 6 | 0
P_cost | 1 | 25 | 7 | 0
P_cost | 1 | 25 | 8 | 0
P_cost | 1 | 25 | 9 | 0
P_cost | 1 | 25 | 10 | 0
P_cost | 1 | 25 | 11 | 0
P_cost | 1 | 25 | 12 | 0
P_cost | 1 | 25 | 13 | 0
P_cost | 1 | 25 | 14 | 0
P_cost | 1 | 25 | 15 | 0
P_cost | 1 | 25 | 16 | 0
P_cost | 1 | 25 | 17 | 0
P_cost | 1 | 25 | 18 | 0
P_cost | 1 | 25 | 19 | 0
P_cost | 1 | 25 | 20 | 0
P_cost | 1 | 25 | 21 | 0
P_cost | 1 | 25 | 22 | 0
P_cost | 1 | 25 | 23 | 0
P_cost | 1 | 25 | 24 | 0
P_cost | 1 | 26 | 1 | 0
P_cost | 1 | 26 | 2 | 0
P_cost | 1 | 26 | 3 | 0
P_cost | 1 | 26 | 4 | 0
P_cost | 1 | 26 | 5 | 0
P_cost | 1 | 26 | 6 | 0
P_cost | 1 | 26 | 7 | 0
P_cost | 1 | 26 | 8 | 0
P_cost | 1 | 26 | 9 | 0
P_cost | 1 | 26 | 10 | 0
P_cost | 1 | 26 | 11 | 0
P_cost | 1 | 26 | 12 | 0
P_cost | 1 | 26 | 13 | 0
P_cost | 1 | 26 | 14 | 0
P_cost | 1 | 26 | 15 | 0
P_cost | 1 | 26 | 16 | 0
P_cost | 1 | 26 | 17 | 0
P_cost | 1 | 26 | 18 | 0
P_cost | 1 | 26 | 19 | 0
P_cost | 1 | 26 | 20 | 0
P_cost | 1 | 26 | 21 | 0
P_cost | 1 | 26 | 22 | 0
P_cost | 1 | 26 | 23 | 0
P_cost | 1 | 26 | 24 | 0
P_cost | 1 | 27 | 1 | 0
P_cost | 1 | 27 | 2 | 0
P_cost | 1 | 27 | 3 | 0
P_cost | 1 | 27 | 4 | 0
P_cost | 1 | 27 | 5 | 0
P_cost | 1 | 27 | 6 | 0
P_cost | 1 | 27 | 7 | 0
P_cost | 1 | 27 | 8 | 0
P_cost | 1 | 27 | 9 | 0
P_cost | 1 | 27 | 10 | 0
P_cost | 1 | 27 | 11 | 0
P_cost | 1 | 27 | 12 | 0
P_cost | 1 | 27 | 13 | 0
P_cost | 1 | 27 | 14 | 0
P_cost | 1 | 27 | 15 | 0
P_cost | 1 | 27 | 16 | 0
P_cost | 1 | 27 | 17 | 0
P_cost | 1 | 27 | 18 | 0
P_cost | 1 | 27 | 19 | 0
P_cost | 1 | 27 | 20 | 0
P_cost | 1 | 27 | 21 | 0
P_cost | 1 | 27 | 22 | 0
P_cost | 1 | 27 | 23 | 0
P_cost | 1 | 27 | 24 | 0
P_cost | 1 | 28 | 1 | 0
P_cost | 1 | 28 | 2 | 0
P_cost | 1 | 28 | 3 | 0
P_cost | 1 | 28 | 4 | 0
P_cost | 1 | 28 | 5 | 0
P_cost | 1 | 28 | 6 | 0
P_cost | 1 | 28 | 7 | 0
P_cost | 1 | 28 | 8 | 0
P_cost | 1 | 28 | 9 | 0
P_cost | 1 | 28 | 10 | 0
P_cost | 1 | 28 | 11 | 0
P_cost | 1 | 28 | 12 | 0
P_cost | 1 | 28 | 13 | 0
P_cost | 1 | 28 | 14 | 0
P_cost | 1 | 28 | 15 | 0
P_cost | 1 | 28 | 16 | 0
P_cost | 1 | 28 | 17 | 0
P_cost | 1 | 28 | 18 | 0
P_cost | 1 | 28 | 19 | 0
P_cost | 1 | 28 | 20 | 0
P_cost | 1 | 28 | 21 | 0
P_cost | 1 | 28 | 22 | 0
P_cost | 1 | 28 | 23 | 0
P_cost | 1 | 28 | 24 | 0
P_cost | 1 | 29 | 1 | 0
P_cost | 1 | 29 | 2 | 0
P_cost | 1 | 29 | 3 | 0
P_cost | 1 | 29 | 4 | 0
P_cost | 1 | 29 | 5 | 0
P_cost | 1 | 29 | 6 | 0
P_cost | 1 | 29 | 7 | 0
P_cost | 1 | 29 | 8 | 0
P_cost | 1 | 29 | 9 | 0
P_cost | 1 | 29 | 10 | 0
P_cost | 1 | 29 | 11 | 0
P_cost | 1 | 29 | 12 | 0
P_cost | 1 | 29 | 13 | 0
P_cost | 1 | 29 | 14 | 0
P_cost | 1 | 29 | 15 | 0
P_cost | 1 | 29 | 16 | 0
P_cost | 1 | 29 | 17 | 0
P_cost | 1 | 29 | 18 | 0
P_cost | 1 | 29 | 19 | 0
P_cost | 1 | 29 | 20 | 0
P_cost | 1 | 29 | 21 | 0
P_cost | 1 | 29 | 22 | 0
P_cost | 1 | 29 | 23 | 0
P_cost | 1 | 29 | 24 | 0
P_cost | 1 | 30 | 1 | 0
P_cost | 1 | 30 | 2 | 0
P_cost | 1 | 30 | 3 | 0
P_cost | 1 | 30 | 4 | 0
P_cost | 1 | 30 | 5 | 0
P_cost | 1 | 30 | 6 | 0
P_cost | 1 | 30 | 7 | 0
P_cost | 1 | 30 | 8 | 0
P_cost | 1 | 30 | 9 | 0
P_cost | 1 | 30 | 10 | 0
P_cost | 1 | 30 | 11 | 0
P_cost | 1 | 30 | 12 | 0
P_cost | 1 | 30 | 13 | 0
P_cost | 1 | 30 | 14 | 0
P_cost | 1 | 30 | 15 | 0
P_cost | 1 | 30 | 16 | 0
P_cost | 1 | 30 | 17 | 0
P_cost | 1 | 30 | 18 | 0
P_cost | 1 | 30 | 19 | 0
P_cost | 1 | 30 | 20 | 0
P_cost | 1 | 30 | 21 | 0
P_cost | 1 | 30 | 22 | 0
P_cost | 1 | 30 | 23 | 0
P_cost | 1 | 30 | 24 | 0
P_cost | 1 | 31 | 1 | 0
P_cost | 1 | 31 | 2 | 0
P_cost | 1 | 31 | 3 | 0
P_cost | 1 | 31 | 4 | 0
P_cost | 1 | 31 | 5 | 0
P_cost | 1 | 31 | 6 | 0
P_cost | 1 | 31 | 7 | 0
P_cost | 1 | 31 | 8 | 0
P_cost | 1 | 31 | 9 | 0
P_cost | 1 | 31 | 10 | 0
P_cost | 1 | 31 | 11 | 0
P_cost | 1 | 31 | 12 | 0
P_cost | 1 | 31 | 13 | 0
P_cost | 1 | 31 | 14 | 0
P_cost | 1 | 31 | 15 | 0
P_cost | 1 | 31 | 16 | 0
P_cost | 1 | 31 | 17 | 0
P_cost | 1 | 31 | 18 | 0
P_cost | 1 | 31 | 19 | 0
P_cost | 1 | 31 | 20 | 0
P_cost | 1 | 31 | 21 | 0
P_cost | 1 | 31 | 22 | 0
P_cost | 1 | 31 | 23 | 0
P_cost | 1 | 31 | 24 | 0
P_cost | 1 | 32 | 1 | 0
P_cost | 1 | 32 | 2 | 0
P_cost | 1 | 32 | 3 | 0
P_cost | 1 | 32 | 4 | 0
P_cost | 1 | 32 | 5 | 0
P_cost | 1 | 32 | 6 | 0
P_cost | 1 | 32 | 7 | 0
P_cost | 1 | 32 | 8 | 0
P_cost | 1 | 32 | 9 | 0
P_cost | 1 | 32 | 10 | 0
P_cost | 1 | 32 | 11 | 0
P_cost | 1 | 32 | 12 | 0
P_cost | 1 | 32 | 13 | 0
P_cost | 1 | 32 | 14 | 0
P_cost | 1 | 32 | 15 | 0
P_cost | 1 | 32 | 16 | 0
P_cost | 1 | 32 | 17 | 0
P_cost | 1 | 32 | 18 | 0
P_cost | 1 | 32 | 19 | 0
P_cost | 1 | 32 | 20 | 0
P_cost | 1 | 32 | 21 | 0
P_cost | 1 | 32 | 22 | 0
P_cost | 1 | 32 | 23 | 0
P_cost | 1 | 32 | 24 | 0
P_cost | 1 | 33 | 1 | 0
P_cost | 1 | 33 | 2 | 0
P_cost | 1 | 33 | 3 | 0
P_cost | 1 | 33 | 4 | 0
P_cost | 1 | 33 | 5 | 0
P_cost | 1 | 33 | 6 | 0
P_cost | 1 | 33 | 7 | 0
P_cost | 1 | 33 | 8 | 0
P_cost | 1 | 33 | 9 | 0
P_cost | 1 | 33 | 10 | 0
P_cost | 1 | 33 | 11 | 0
P_cost | 1 | 33 | 12 | 0
P_cost | 1 | 33 | 13 | 0
P_cost | 1 | 33 | 14 | 0
P_cost | 1 | 33 | 15 | 0
P_cost | 1 | 33 | 16 | 0
P_cost | 1 | 33 | 17 | 0
P_cost | 1 | 33 | 18 | 0
P_cost | 1 | 33 | 19 | 0
P_cost | 1 | 33 | 20 | 0
P_cost | 1 | 33 | 21 | 0
P_cost | 1 | 33 | 22 | 0
P_cost | 1 | 33 | 23 | 0
P_cost | 1 | 33 | 24 | 0
P_cost | 2 | 1 | 1 | 0
P_cost | 2 | 1 | 2 | 0
P_cost | 2 | 1 | 3 | 0
P_cost | 2 | 1 | 4 | 0
P_cost | 2 | 1 | 5 | 0
P_cost | 2 | 1 | 6 | 0
P_cost | 2 | 1 | 7 | 0
P_cost | 2 | 1 | 8 | 0
P_cost | 2 | 1 | 9 | 0
P_cost | 2 | 1 | 10 | 0
P_cost | 2 | 1 | 11 | 0
P_cost | 2 | 1 | 12 | 0
P_cost | 2 | 1 | 13 | 0
P_cost | 2 | 1 | 14 | 0
P_cost | 2 | 1 | 15 | 0
P_cost | 2 | 1 | 16 | 0
P_cost | 2 | 1 | 17 | 0
P_cost | 2 | 1 | 18 | 0
P_cost | 2 | 1 | 19 | 0
P_cost | 2 | 1 | 20 | 0
P_cost | 2 | 1 | 21 | 0
P_cost | 2 | 1 | 22 | 0
P_cost | 2 | 1 | 23 | 0
P_cost | 2 | 1 | 24 | 0
P_cost | 2 | 2 | 1 | 0
P_cost | 2 | 2 | 2 | 0
P_cost | 2 | 2 | 3 | 0
P_cost | 2 | 2 | 4 | 0
P_cost | 2 | 2 | 5 | 0
P_cost | 2 | 2 | 6 | 0
P_cost | 2 | 2 | 7 | 0
P_cost | 2 | 2 | 8 | 0
P_cost | 2 | 2 | 9 | 0
P_cost | 2 | 2 | 10 | 0
P_cost | 2 | 2 | 11 | 0
P_cost | 2 | 2 | 12 | 0
P_cost | 2 | 2 | 13 | 0
P_cost | 2 | 2 | 14 | 0
P_cost | 2 | 2 | 15 | 0
P_cost | 2 | 2 | 16 | 0
P_cost | 2 | 2 | 17 | 0
P_cost | 2 | 2 | 18 | 0
P_cost | 2 | 2 | 19 | 0
P_cost | 2 | 2 | 20 | 0
P_cost | 2 | 2 | 21 | 0
P_cost | 2 | 2 | 22 | 0
P_cost | 2 | 2 | 23 | 0
P_cost | 2 | 2 | 24 | 0
P_cost | 2 | 3 | 1 | 0
P_cost | 2 | 3 | 2 | 0
P_cost | 2 | 3 | 3 | 0
P_cost | 2 | 3 | 4 | 0
P_cost | 2 | 3 | 5 | 0
P_cost | 2 | 3 | 6 | 0
P_cost | 2 | 3 | 7 | 0
P_cost | 2 | 3 | 8 | 0
P_cost | 2 | 3 | 9 | 0
P_cost | 2 | 3 | 10 | 0
P_cost | 2 | 3 | 11 | 0
P_cost | 2 | 3 | 12 | 0
P_cost | 2 | 3 | 13 | 0
P_cost | 2 | 3 | 14 | 0
P_cost | 2 | 3 | 15 | 0
P_cost | 2 | 3 | 16 | 0
P_cost | 2 | 3 | 17 | 0
P_cost | 2 | 3 | 18 | 0
P_cost | 2 | 3 | 19 | 0
P_cost | 2 | 3 | 20 | 0
P_cost | 2 | 3 | 21 | 0
P_cost | 2 | 3 | 22 | 0
P_cost | 2 | 3 | 23 | 0
P_cost | 2 | 3 | 24 | 0
P_cost | 2 | 4 | 1 | 0
P_cost | 2 | 4 | 2 | 0
P_cost | 2 | 4 | 3 | 0
P_cost | 2 | 4 | 4 | 0
P_cost | 2 | 4 | 5 | 0
P_cost | 2 | 4 | 6 | 0
P_cost | 2 | 4 | 7 | 0
P_cost | 2 | 4 | 8 | 0
P_cost | 2 | 4 | 9 | 0
P_cost | 2 | 4 | 10 | 0
P_cost | 2 | 4 | 11 | 0
P_cost | 2 | 4 | 12 | 0
P_cost | 2 | 4 | 13 | 0
P_cost | 2 | 4 | 14 | 0
P_cost | 2 | 4 | 15 | 0
P_cost | 2 | 4 | 16 | 0
P_cost | 2 | 4 | 17 | 0
P_cost | 2 | 4 | 18 | 0
P_cost | 2 | 4 | 19 | 0
P_cost | 2 | 4 | 20 | 0
P_cost | 2 | 4 | 21 | 0
P_cost | 2 | 4 | 22 | 0
P_cost | 2 | 4 | 23 | 0
P_cost | 2 | 4 | 24 | 0
P_cost | 2 | 5 | 1 | 0
P_cost | 2 | 5 | 2 | 0
P_cost | 2 | 5 | 3 | 0
P_cost | 2 | 5 | 4 | 0
P_cost | 2 | 5 | 5 | 0
P_cost | 2 | 5 | 6 | 0
P_cost | 2 | 5 | 7 | 0
P_cost | 2 | 5 | 8 | 0
P_cost | 2 | 5 | 9 | 0
P_cost | 2 | 5 | 10 | 0
P_cost | 2 | 5 | 11 | 0
P_cost | 2 | 5 | 12 | 0
P_cost | 2 | 5 | 13 | 0
P_cost | 2 | 5 | 14 | 0
P_cost | 2 | 5 | 15 | 0
P_cost | 2 | 5 | 16 | 0
P_cost | 2 | 5 | 17 | 0
P_cost | 2 | 5 | 18 | 0
P_cost | 2 | 5 | 19 | 0
P_cost | 2 | 5 | 20 | 0
P_cost | 2 | 5 | 21 | 0
P_cost | 2 | 5 | 22 | 0
P_cost | 2 | 5 | 23 | 0
P_cost | 2 | 5 | 24 | 0
P_cost | 2 | 6 | 1 | 0
P_cost | 2 | 6 | 2 | 0
P_cost | 2 | 6 | 3 | 0
P_cost | 2 | 6 | 4 | 0
P_cost | 2 | 6 | 5 | 0
P_cost | 2 | 6 | 6 | 0
P_cost | 2 | 6 | 7 | 0
P_cost | 2 | 6 | 8 | 0
P_cost | 2 | 6 | 9 | 0
P_cost | 2 | 6 | 10 | 0
P_cost | 2 | 6 | 11 | 0
P_cost | 2 | 6 | 12 | 0
P_cost | 2 | 6 | 13 | 0
P_cost | 2 | 6 | 14 | 0
P_cost | 2 | 6 | 15 | 0
P_cost | 2 | 6 | 16 | 0
P_cost | 2 | 6 | 17 | 0
P_cost | 2 | 6 | 18 | 0
P_cost | 2 | 6 | 19 | 0
P_cost | 2 | 6 | 20 | 0
P_cost | 2 | 6 | 21 | 0
P_cost | 2 | 6 | 22 | 0
P_cost | 2 | 6 | 23 | 0
P_cost | 2 | 6 | 24 | 0
P_cost | 2 | 7 | 1 | 0
P_cost | 2 | 7 | 2 | 0
P_cost | 2 | 7 | 3 | 0
P_cost | 2 | 7 | 4 | 0
P_cost | 2 | 7 | 5 | 0
P_cost | 2 | 7 | 6 | 0
P_cost | 2 | 7 | 7 | 0
P_cost | 2 | 7 | 8 | 0
P_cost | 2 | 7 | 9 | 0
P_cost | 2 | 7 | 10 | 0
P_cost | 2 | 7 | 11 | 0
P_cost | 2 | 7 | 12 | 0
P_cost | 2 | 7 | 13 | 0
P_cost | 2 | 7 | 14 | 0
P_cost | 2 | 7 | 15 | 0
P_cost | 2 | 7 | 16 | 0
P_cost | 2 | 7 | 17 | 0
P_cost | 2 | 7 | 18 | 0
P_cost | 2 | 7 | 19 | 0
P_cost | 2 | 7 | 20 | 0
P_cost | 2 | 7 | 21 | 0
P_cost | 2 | 7 | 22 | 0
P_cost | 2 | 7 | 23 | 0
P_cost | 2 | 7 | 24 | 0
P_cost | 2 | 8 | 1 | 0
P_cost | 2 | 8 | 2 | 0
P_cost | 2 | 8 | 3 | 0
P_cost | 2 | 8 | 4 | 0
P_cost | 2 | 8 | 5 | 0
P_cost | 2 | 8 | 6 | 0
P_cost | 2 | 8 | 7 | 0
P_cost | 2 | 8 | 8 | 0
P_cost | 2 | 8 | 9 | 0
P_cost | 2 | 8 | 10 | 0
P_cost | 2 | 8 | 11 | 0
P_cost | 2 | 8 | 12 | 0
P_cost | 2 | 8 | 13 | 0
P_cost | 2 | 8 | 14 | 0
P_cost | 2 | 8 | 15 | 0
P_cost | 2 | 8 | 16 | 0
P_cost | 2 | 8 | 17 | 0
P_cost | 2 | 8 | 18 | 0
P_cost | 2 | 8 | 19 | 0
P_cost | 2 | 8 | 20 | 0
P_cost | 2 | 8 | 21 | 0
P_cost | 2 | 8 | 22 | 0
P_cost | 2 | 8 | 23 | 0
P_cost | 2 | 8 | 24 | 0
P_cost | 2 | 9 | 1 | 0
P_cost | 2 | 9 | 2 | 0
P_cost | 2 | 9 | 3 | 0
P_cost | 2 | 9 | 4 | 0
P_cost | 2 | 9 | 5 | 0
P_cost | 2 | 9 | 6 | 0
P_cost | 2 | 9 | 7 | 0
P_cost | 2 | 9 | 8 | 0
P_cost | 2 | 9 | 9 | 0
P_cost | 2 | 9 | 10 | 0
P_cost | 2 | 9 | 11 | 0
P_cost | 2 | 9 | 12 | 0
P_cost | 2 | 9 | 13 | 0
P_cost | 2 | 9 | 14 | 0
P_cost | 2 | 9 | 15 | 0
P_cost | 2 | 9 | 16 | 0
P_cost | 2 | 9 | 17 | 0
P_cost | 2 | 9 | 18 | 0
P_cost | 2 | 9 | 19 | 0
P_cost | 2 | 9 | 20 | 0
P_cost | 2 | 9 | 21 | 0
P_cost | 2 | 9 | 22 | 0
P_cost | 2 | 9 | 23 | 0
P_cost | 2 | 9 | 24 | 0
P_cost | 2 | 10 | 1 | 0
P_cost | 2 | 10 | 2 | 0
P_cost | 2 | 10 | 3 | 0
P_cost | 2 | 10 | 4 | 0
P_cost | 2 | 10 | 5 | 0
P_cost | 2 | 10 | 6 | 0
P_cost | 2 | 10 | 7 | 0
P_cost | 2 | 10 | 8 | 0
P_cost | 2 | 10 | 9 | 0
P_cost | 2 | 10 | 10 | 0
P_cost | 2 | 10 | 11 | 0
P_cost | 2 | 10 | 12 | 0
P_cost | 2 | 10 | 13 | 0
P_cost | 2 | 10 | 14 | 0
P_cost | 2 | 10 | 15 | 0
P_cost | 2 | 10 | 16 | 0
P_cost | 2 | 10 | 17 | 0
P_cost | 2 | 10 | 18 | 0
P_cost | 2 | 10 | 19 | 0
P_cost | 2 | 10 | 20 | 0
P_cost | 2 | 10 | 21 | 0
P_cost | 2 | 10 | 22 | 0
P_cost | 2 | 10 | 23 | 0
P_cost | 2 | 10 | 24 | 0
P_cost | 2 | 11 | 1 | 0
P_cost | 2 | 11 | 2 | 0
P_cost | 2 | 11 | 3 | 0
P_cost | 2 | 11 | 4 | 0
P_cost | 2 | 11 | 5 | 0
P_cost | 2 | 11 | 6 | 0
P_cost | 2 | 11 | 7 | 0
P_cost | 2 | 11 | 8 | 0
P_cost | 2 | 11 | 9 | 0
P_cost | 2 | 11 | 10 | 0
P_cost | 2 | 11 | 11 | 0
P_cost | 2 | 11 | 12 | 0
P_cost | 2 | 11 | 13 | 0
P_cost | 2 | 11 | 14 | 0
P_cost | 2 | 11 | 15 | 0
P_cost | 2 | 11 | 16 | 0
P_cost | 2 | 11 | 17 | 0
P_cost | 2 | 11 | 18 | 0
P_cost | 2 | 11 | 19 | 0
P_cost | 2 | 11 | 20 | 0
P_cost | 2 | 11 | 21 | 0
P_cost | 2 | 11 | 22 | 0
P_cost | 2 | 11 | 23 | 0
P_cost | 2 | 11 | 24 | 0
P_cost | 2 | 12 | 1 | 0
P_cost | 2 | 12 | 2 | 0
P_cost | 2 | 12 | 3 | 0
P_cost | 2 | 12 | 4 | 0
P_cost | 2 | 12 | 5 | 0
P_cost | 2 | 12 | 6 | 0
P_cost | 2 | 12 | 7 | 0
P_cost | 2 | 12 | 8 | 0
P_cost | 2 | 12 | 9 | 0
P_cost | 2 | 12 | 10 | 0
P_cost | 2 | 12 | 11 | 0
P_cost | 2 | 12 | 12 | 0
P_cost | 2 | 12 | 13 | 0
P_cost | 2 | 12 | 14 | 0
P_cost | 2 | 12 | 15 | 0
P_cost | 2 | 12 | 16 | 0
P_cost | 2 | 12 | 17 | 0
P_cost | 2 | 12 | 18 | 0
P_cost | 2 | 12 | 19 | 0
P_cost | 2 | 12 | 20 | 0
P_cost | 2 | 12 | 21 | 0
P_cost | 2 | 12 | 22 | 0
P_cost | 2 | 12 | 23 | 0
P_cost | 2 | 12 | 24 | 0
P_cost | 2 | 13 | 1 | 0
P_cost | 2 | 13 | 2 | 0
P_cost | 2 | 13 | 3 | 0
P_cost | 2 | 13 | 4 | 0
P_cost | 2 | 13 | 5 | 0
P_cost | 2 | 13 | 6 | 0
P_cost | 2 | 13 | 7 | 0
P_cost | 2 | 13 | 8 | 0
P_cost | 2 | 13 | 9 | 0
P_cost | 2 | 13 | 10 | 0
P_cost | 2 | 13 | 11 | 0
P_cost | 2 | 13 | 12 | 0
P_cost | 2 | 13 | 13 | 0
P_cost | 2 | 13 | 14 | 0
P_cost | 2 | 13 | 15 | 0
P_cost | 2 | 13 | 16 | 0
P_cost | 2 | 13 | 17 | 0
P_cost | 2 | 13 | 18 | 0
P_cost | 2 | 13 | 19 | 0
P_cost | 2 | 13 | 20 | 0
P_cost | 2 | 13 | 21 | 0
P_cost | 2 | 13 | 22 | 0
P_cost | 2 | 13 | 23 | 0
P_cost | 2 | 13 | 24 | 0
P_cost | 2 | 14 | 1 | 0
P_cost | 2 | 14 | 2 | 0
P_cost | 2 | 14 | 3 | 0
P_cost | 2 | 14 | 4 | 0
P_cost | 2 | 14 | 5 | 0
P_cost | 2 | 14 | 6 | 0
P_cost | 2 | 14 | 7 | 0
P_cost | 2 | 14 | 8 | 0
P_cost | 2 | 14 | 9 | 0
P_cost | 2 | 14 | 10 | 0
P_cost | 2 | 14 | 11 | 0
P_cost | 2 | 14 | 12 | 0
P_cost | 2 | 14 | 13 | 0
P_cost | 2 | 14 | 14 | 0
P_cost | 2 | 14 | 15 | 0
P_cost | 2 | 14 | 16 | 0
P_cost | 2 | 14 | 17 | 0
P_cost | 2 | 14 | 18 | 0
P_cost | 2 | 14 | 19 | 0
P_cost | 2 | 14 | 20 | 0
P_cost | 2 | 14 | 21 | 0
P_cost | 2 | 14 | 22 | 0
P_cost | 2 | 14 | 23 | 0
P_cost | 2 | 14 | 24 | 0
P_cost | 2 | 15 | 1 | 0
P_cost | 2 | 15 | 2 | 0
P_cost | 2 | 15 | 3 | 0
P_cost | 2 | 15 | 4 | 0
P_cost | 2 | 15 | 5 | 0
P_cost | 2 | 15 | 6 | 0
P_cost | 2 | 15 | 7 | 0
P_cost | 2 | 15 | 8 | 0
P_cost | 2 | 15 | 9 | 0
P_cost | 2 | 15 | 10 | 0
P_cost | 2 | 15 | 11 | 0
P_cost | 2 | 15 | 12 | 0
P_cost | 2 | 15 | 13 | 0
P_cost | 2 | 15 | 14 | 0
P_cost | 2 | 15 | 15 | 0
P_cost | 2 | 15 | 16 | 0
P_cost | 2 | 15 | 17 | 0
P_cost | 2 | 15 | 18 | 0
P_cost | 2 | 15 | 19 | 0
P_cost | 2 | 15 | 20 | 0
P_cost | 2 | 15 | 21 | 0
P_cost | 2 | 15 | 22 | 0
P_cost | 2 | 15 | 23 | 0
P_cost | 2 | 15 | 24 | 0
P_cost | 2 | 16 | 1 | 0
P_cost | 2 | 16 | 2 | 0
P_cost | 2 | 16 | 3 | 0
P_cost | 2 | 16 | 4 | 0
P_cost | 2 | 16 | 5 | 0
P_cost | 2 | 16 | 6 | 0
P_cost | 2 | 16 | 7 | 0
P_cost | 2 | 16 | 8 | 0
P_cost | 2 | 16 | 9 | 0
P_cost | 2 | 16 | 10 | 0
P_cost | 2 | 16 | 11 | 0
P_cost | 2 | 16 | 12 | 0
P_cost | 2 | 16 | 13 | 0
P_cost | 2 | 16 | 14 | 0
P_cost | 2 | 16 | 15 | 0
P_cost | 2 | 16 | 16 | 0
P_cost | 2 | 16 | 17 | 0
P_cost | 2 | 16 | 18 | 0
P_cost | 2 | 16 | 19 | 0
P_cost | 2 | 16 | 20 | 0
P_cost | 2 | 16 | 21 | 0
P_cost | 2 | 16 | 22 | 0
P_cost | 2 | 16 | 23 | 0
P_cost | 2 | 16 | 24 | 0
P_cost | 2 | 17 | 1 | 0
P_cost | 2 | 17 | 2 | 0
P_cost | 2 | 17 | 3 | 0
P_cost | 2 | 17 | 4 | 0
P_cost | 2 | 17 | 5 | 0
P_cost | 2 | 17 | 6 | 0
P_cost | 2 | 17 | 7 | 0
P_cost | 2 | 17 | 8 | 0
P_cost | 2 | 17 | 9 | 0
P_cost | 2 | 17 | 10 | 0
P_cost | 2 | 17 | 11 | 0
P_cost | 2 | 17 | 12 | 0
P_cost | 2 | 17 | 13 | 0
P_cost | 2 | 17 | 14 | 0
P_cost | 2 | 17 | 15 | 0
P_cost | 2 | 17 | 16 | 0
P_cost | 2 | 17 | 17 | 0
P_cost | 2 | 17 | 18 | 0
P_cost | 2 | 17 | 19 | 0
P_cost | 2 | 17 | 20 | 0
P_cost | 2 | 17 | 21 | 0
P_cost | 2 | 17 | 22 | 0
P_cost | 2 | 17 | 23 | 0
P_cost | 2 | 17 | 24 | 0
P_cost | 2 | 18 | 1 | 0
P_cost | 2 | 18 | 2 | 0
P_cost | 2 | 18 | 3 | 0
P_cost | 2 | 18 | 4 | 0
P_cost | 2 | 18 | 5 | 0
P_cost | 2 | 18 | 6 | 0
P_cost | 2 | 18 | 7 | 0
P_cost | 2 | 18 | 8 | 0
P_cost | 2 | 18 | 9 | 0
P_cost | 2 | 18 | 10 | 0
P_cost | 2 | 18 | 11 | 0
P_cost | 2 | 18 | 12 | 0
P_cost | 2 | 18 | 13 | 0
P_cost | 2 | 18 | 14 | 0
P_cost | 2 | 18 | 15 | 0
P_cost | 2 | 18 | 16 | 0
P_cost | 2 | 18 | 17 | 0
P_cost | 2 | 18 | 18 | 0
P_cost | 2 | 18 | 19 | 0
P_cost | 2 | 18 | 20 | 0
P_cost | 2 | 18 | 21 | 0
P_cost | 2 | 18 | 22 | 0
P_cost | 2 | 18 | 23 | 0
P_cost | 2 | 18 | 24 | 0
P_cost | 2 | 19 | 1 | 0
P_cost | 2 | 19 | 2 | 0
P_cost | 2 | 19 | 3 | 0
P_cost | 2 | 19 | 4 | 0
P_cost | 2 | 19 | 5 | 0
P_cost | 2 | 19 | 6 | 0
P_cost | 2 | 19 | 7 | 0
P_cost | 2 | 19 | 8 | 0
P_cost | 2 | 19 | 9 | 0
P_cost | 2 | 19 | 10 | 0
P_cost | 2 | 19 | 11 | 0
P_cost | 2 | 19 | 12 | 0
P_cost | 2 | 19 | 13 | 0
P_cost | 2 | 19 | 14 | 0
P_cost | 2 | 19 | 15 | 0
P_cost | 2 | 19 | 16 | 0
P_cost | 2 | 19 | 17 | 0
P_cost | 2 | 19 | 18 | 0
P_cost | 2 | 19 | 19 | 0
P_cost | 2 | 19 | 20 | 0
P_cost | 2 | 19 | 21 | 0
P_cost | 2 | 19 | 22 | 0
P_cost | 2 | 19 | 23 | 0
P_cost | 2 | 19 | 24 | 0
P_cost | 2 | 20 | 1 | 0
P_cost | 2 | 20 | 2 | 0
P_cost | 2 | 20 | 3 | 0
P_cost | 2 | 20 | 4 | 0
P_cost | 2 | 20 | 5 | 0
P_cost | 2 | 20 | 6 | 0
P_cost | 2 | 20 | 7 | 0
P_cost | 2 | 20 | 8 | 0
P_cost | 2 | 20 | 9 | 0
P_cost | 2 | 20 | 10 | 0
P_cost | 2 | 20 | 11 | 0
P_cost | 2 | 20 | 12 | 0
P_cost | 2 | 20 | 13 | 0
P_cost | 2 | 20 | 14 | 0
P_cost | 2 | 20 | 15 | 0
P_cost | 2 | 20 | 16 | 0
P_cost | 2 | 20 | 17 | 0
P_cost | 2 | 20 | 18 | 0
P_cost | 2 | 20 | 19 | 0
P_cost | 2 | 20 | 20 | 0
P_cost | 2 | 20 | 21 | 0
P_cost | 2 | 20 | 22 | 0
P_cost | 2 | 20 | 23 | 0
P_cost | 2 | 20 | 24 | 0
P_cost | 2 | 21 | 1 | 0
P_cost | 2 | 21 | 2 | 0
P_cost | 2 | 21 | 3 | 0
P_cost | 2 | 21 | 4 | 0
P_cost | 2 | 21 | 5 | 0
P_cost | 2 | 21 | 6 | 0
P_cost | 2 | 21 | 7 | 0
P_cost | 2 | 21 | 8 | 0
P_cost | 2 | 21 | 9 | 0
P_cost | 2 | 21 | 10 | 0
P_cost | 2 | 21 | 11 | 0
P_cost | 2 | 21 | 12 | 0
P_cost | 2 | 21 | 13 | 0
P_cost | 2 | 21 | 14 | 0
P_cost | 2 | 21 | 15 | 0
P_cost | 2 | 21 | 16 | 0
P_cost | 2 | 21 | 17 | 0
P_cost | 2 | 21 | 18 | 0
P_cost | 2 | 21 | 19 | 0
P_cost | 2 | 21 | 20 | 0
P_cost | 2 | 21 | 21 | 0
P_cost | 2 | 21 | 22 | 0
P_cost | 2 | 21 | 23 | 0
P_cost | 2 | 21 | 24 | 0
P_cost | 2 | 22 | 1 | 0
P_cost | 2 | 22 | 2 | 0
P_cost | 2 | 22 | 3 | 0
P_cost | 2 | 22 | 4 | 0
P_cost | 2 | 22 | 5 | 0
P_cost | 2 | 22 | 6 | 0
P_cost | 2 | 22 | 7 | 0
P_cost | 2 | 22 | 8 | 0
P_cost | 2 | 22 | 9 | 0
P_cost | 2 | 22 | 10 | 0
P_cost | 2 | 22 | 11 | 0
P_cost | 2 | 22 | 12 | 0
P_cost | 2 | 22 | 13 | 0
P_cost | 2 | 22 | 14 | 0
P_cost | 2 | 22 | 15 | 0
P_cost | 2 | 22 | 16 | 0
P_cost | 2 | 22 | 17 | 0
P_cost | 2 | 22 | 18 | 0
P_cost | 2 | 22 | 19 | 0
P_cost | 2 | 22 | 20 | 0
P_cost | 2 | 22 | 21 | 0
P_cost | 2 | 22 | 22 | 0
P_cost | 2 | 22 | 23 | 0
P_cost | 2 | 22 | 24 | 0
P_cost | 2 | 23 | 1 | 0
P_cost | 2 | 23 | 2 | 0
P_cost | 2 | 23 | 3 | 0
P_cost | 2 | 23 | 4 | 0
P_cost | 2 | 23 | 5 | 0
P_cost | 2 | 23 | 6 | 0
P_cost | 2 | 23 | 7 | 0
P_cost | 2 | 23 | 8 | 0
P_cost | 2 | 23 | 9 | 0
P_cost | 2 | 23 | 10 | 0
P_cost | 2 | 23 | 11 | 0
P_cost | 2 | 23 | 12 | 0
P_cost | 2 | 23 | 13 | 0
P_cost | 2 | 23 | 14 | 0
P_cost | 2 | 23 | 15 | 0
P_cost | 2 | 23 | 16 | 0
P_cost | 2 | 23 | 17 | 0
P_cost | 2 | 23 | 18 | 0
P_cost | 2 | 23 | 19 | 0
P_cost | 2 | 23 | 20 | 0
P_cost | 2 | 23 | 21 | 0
P_cost | 2 | 23 | 22 | 0
P_cost | 2 | 23 | 23 | 0
P_cost | 2 | 23 | 24 | 0
P_cost | 2 | 24 | 1 | 0
P_cost | 2 | 24 | 2 | 0
P_cost | 2 | 24 | 3 | 0
P_cost | 2 | 24 | 4 | 0
P_cost | 2 | 24 | 5 | 0
P_cost | 2 | 24 | 6 | 0
P_cost | 2 | 24 | 7 | 0
P_cost | 2 | 24 | 8 | 0
P_cost | 2 | 24 | 9 | 0
P_cost | 2 | 24 | 10 | 0
P_cost | 2 | 24 | 11 | 0
P_cost | 2 | 24 | 12 | 0
P_cost | 2 | 24 | 13 | 0
P_cost | 2 | 24 | 14 | 0
P_cost | 2 | 24 | 15 | 0
P_cost | 2 | 24 | 16 | 0
P_cost | 2 | 24 | 17 | 0
P_cost | 2 | 24 | 18 | 0
P_cost | 2 | 24 | 19 | 0
P_cost | 2 | 24 | 20 | 0
P_cost | 2 | 24 | 21 | 0
P_cost | 2 | 24 | 22 | 0
P_cost | 2 | 24 | 23 | 0
P_cost | 2 | 24 | 24 | 0
P_cost | 2 | 25 | 1 | 0
P_cost | 2 | 25 | 2 | 0
P_cost | 2 | 25 | 3 | 0
P_cost | 2 | 25 | 4 | 0
P_cost | 2 | 25 | 5 | 0
P_cost | 2 | 25 | 6 | 0
P_cost | 2 | 25 | 7 | 0
P_cost | 2 | 25 | 8 | 0
P_cost | 2 | 25 | 9 | 0
P_cost | 2 | 25 | 10 | 0
P_cost | 2 | 25 | 11 | 0
P_cost | 2 | 25 | 12 | 0
P_cost | 2 | 25 | 13 | 0
P_cost | 2 | 25 | 14 | 0
P_cost | 2 | 25 | 15 | 0
P_cost | 2 | 25 | 16 | 0
P_cost | 2 | 25 | 17 | 0
P_cost | 2 | 25 | 18 | 0
P_cost | 2 | 25 | 19 | 0
P_cost | 2 | 25 | 20 | 0
P_cost | 2 | 25 | 21 | 0
P_cost | 2 | 25 | 22 | 0
P_cost | 2 | 25 | 23 | 0
P_cost | 2 | 25 | 24 | 0
P_cost | 2 | 26 | 1 | 0
P_cost | 2 | 26 | 2 | 0
P_cost | 2 | 26 | 3 | 0
P_cost | 2 | 26 | 4 | 0
P_cost | 2 | 26 | 5 | 0
P_cost | 2 | 26 | 6 | 0
P_cost | 2 | 26 | 7 | 0
P_cost | 2 | 26 | 8 | 0
P_cost | 2 | 26 | 9 | 0
P_cost | 2 | 26 | 10 | 0
P_cost | 2 | 26 | 11 | 0
P_cost | 2 | 26 | 12 | 0
P_cost | 2 | 26 | 13 | 0
P_cost | 2 | 26 | 14 | 0
P_cost | 2 | 26 | 15 | 0
P_cost | 2 | 26 | 16 | 0
P_cost | 2 | 26 | 17 | 0
P_cost | 2 | 26 | 18 | 0
P_cost | 2 | 26 | 19 | 0
P_cost | 2 | 26 | 20 | 0
P_cost | 2 | 26 | 21 | 0
P_cost | 2 | 26 | 22 | 0
P_cost | 2 | 26 | 23 | 0
P_cost | 2 | 26 | 24 | 0
P_cost | 2 | 27 | 1 | 0
P_cost | 2 | 27 | 2 | 0
P_cost | 2 | 27 | 3 | 0
P_cost | 2 | 27 | 4 | 0
P_cost | 2 | 27 | 5 | 0
P_cost | 2 | 27 | 6 | 0
P_cost | 2 | 27 | 7 | 0
P_cost | 2 | 27 | 8 | 0
P_cost | 2 | 27 | 9 | 0
P_cost | 2 | 27 | 10 | 0
P_cost | 2 | 27 | 11 | 0
P_cost | 2 | 27 | 12 | 0
P_cost | 2 | 27 | 13 | 0
P_cost | 2 | 27 | 14 | 0
P_cost | 2 | 27 | 15 | 0
P_cost | 2 | 27 | 16 | 0
P_cost | 2 | 27 | 17 | 0
P_cost | 2 | 27 | 18 | 0
P_cost | 2 | 27 | 19 | 0
P_cost | 2 | 27 | 20 | 0
P_cost | 2 | 27 | 21 | 0
P_cost | 2 | 27 | 22 | 0
P_cost | 2 | 27 | 23 | 0
P_cost | 2 | 27 | 24 | 0
P_cost | 2 | 28 | 1 | 0
P_cost | 2 | 28 | 2 | 0
P_cost | 2 | 28 | 3 | 0
P_cost | 2 | 28 | 4 | 0
P_cost | 2 | 28 | 5 | 0
P_cost | 2 | 28 | 6 | 0
P_cost | 2 | 28 | 7 | 0
P_cost | 2 | 28 | 8 | 0
P_cost | 2 | 28 | 9 | 0
P_cost | 2 | 28 | 10 | 0
P_cost | 2 | 28 | 11 | 0
P_cost | 2 | 28 | 12 | 0
P_cost | 2 | 28 | 13 | 0
P_cost | 2 | 28 | 14 | 0
P_cost | 2 | 28 | 15 | 0
P_cost | 2 | 28 | 16 | 0
P_cost | 2 | 28 | 17 | 0
P_cost | 2 | 28 | 18 | 0
P_cost | 2 | 28 | 19 | 0
P_cost | 2 | 28 | 20 | 0
P_cost | 2 | 28 | 21 | 0
P_cost | 2 | 28 | 22 | 0
P_cost | 2 | 28 | 23 | 0
P_cost | 2 | 28 | 24 | 0
P_cost | 2 | 29 | 1 | 0
P_cost | 2 | 29 | 2 | 0
P_cost | 2 | 29 | 3 | 0
P_cost | 2 | 29 | 4 | 0
P_cost | 2 | 29 | 5 | 0
P_cost | 2 | 29 | 6 | 0
P_cost | 2 | 29 | 7 | 0
P_cost | 2 | 29 | 8 | 0
P_cost | 2 | 29 | 9 | 0
P_cost | 2 | 29 | 10 | 0
P_cost | 2 | 29 | 11 | 0
P_cost | 2 | 29 | 12 | 0
P_cost | 2 | 29 | 13 | 0
P_cost | 2 | 29 | 14 | 0
P_cost | 2 | 29 | 15 | 0
P_cost | 2 | 29 | 16 | 0
P_cost | 2 | 29 | 17 | 0
P_cost | 2 | 29 | 18 | 0
P_cost | 2 | 29 | 19 | 0
P_cost | 2 | 29 | 20 | 0
P_cost | 2 | 29 | 21 | 0
P_cost | 2 | 29 | 22 | 0
P_cost | 2 | 29 | 23 | 0
P_cost | 2 | 29 | 24 | 0
P_cost | 2 | 30 | 1 | 0
P_cost | 2 | 30 | 2 | 0
P_cost | 2 | 30 | 3 | 0
P_cost | 2 | 30 | 4 | 0
P_cost | 2 | 30 | 5 | 0
P_cost | 2 | 30 | 6 | 0
P_cost | 2 | 30 | 7 | 0
P_cost | 2 | 30 | 8 | 0
P_cost | 2 | 30 | 9 | 0
P_cost | 2 | 30 | 10 | 0
P_cost | 2 | 30 | 11 | 0
P_cost | 2 | 30 | 12 | 0
P_cost | 2 | 30 | 13 | 0
P_cost | 2 | 30 | 14 | 0
P_cost | 2 | 30 | 15 | 0
P_cost | 2 | 30 | 16 | 0
P_cost | 2 | 30 | 17 | 0
P_cost | 2 | 30 | 18 | 0
P_cost | 2 | 30 | 19 | 0
P_cost | 2 | 30 | 20 | 0
P_cost | 2 | 30 | 21 | 0
P_cost | 2 | 30 | 22 | 0
P_cost | 2 | 30 | 23 | 0
P_cost | 2 | 30 | 24 | 0
P_cost | 2 | 31 | 1 | 0
P_cost | 2 | 31 | 2 | 0
P_cost | 2 | 31 | 3 | 0
P_cost | 2 | 31 | 4 | 0
P_cost | 2 | 31 | 5 | 0
P_cost | 2 | 31 | 6 | 0
P_cost | 2 | 31 | 7 | 0
P_cost | 2 | 31 | 8 | 0
P_cost | 2 | 31 | 9 | 0
P_cost | 2 | 31 | 10 | 0
P_cost | 2 | 31 | 11 | 0
P_cost | 2 | 31 | 12 | 0
P_cost | 2 | 31 | 13 | 0
P_cost | 2 | 31 | 14 | 0
P_cost | 2 | 31 | 15 | 0
P_cost | 2 | 31 | 16 | 0
P_cost | 2 | 31 | 17 | 0
P_cost | 2 | 31 | 18 | 0
P_cost | 2 | 31 | 19 | 0
P_cost | 2 | 31 | 20 | 0
P_cost | 2 | 31 | 21 | 0
P_cost | 2 | 31 | 22 | 0
P_cost | 2 | 31 | 23 | 0
P_cost | 2 | 31 | 24 | 0
P_cost | 2 | 32 | 1 | 0
P_cost | 2 | 32 | 2 | 0
P_cost | 2 | 32 | 3 | 0
P_cost | 2 | 32 | 4 | 0
P_cost | 2 | 32 | 5 | 0
P_cost | 2 | 32 | 6 | 0
P_cost | 2 | 32 | 7 | 0
P_cost | 2 | 32 | 8 | 0
P_cost | 2 | 32 | 9 | 0
P_cost | 2 | 32 | 10 | 0
P_cost | 2 | 32 | 11 | 0
P_cost | 2 | 32 | 12 | 0
P_cost | 2 | 32 | 13 | 0
P_cost | 2 | 32 | 14 | 0
P_cost | 2 | 32 | 15 | 0
P_cost | 2 | 32 | 16 | 0
P_cost | 2 | 32 | 17 | 0
P_cost | 2 | 32 | 18 | 0
P_cost | 2 | 32 | 19 | 0
P_cost | 2 | 32 | 20 | 0
P_cost | 2 | 32 | 21 | 0
P_cost | 2 | 32 | 22 | 0
P_cost | 2 | 32 | 23 | 0
P_cost | 2 | 32 | 24 | 0
P_cost | 2 | 33 | 1 | 0
P_cost | 2 | 33 | 2 | 0
P_cost | 2 | 33 | 3 | 0
P_cost | 2 | 33 | 4 | 0
P_cost | 2 | 33 | 5 | 0
P_cost | 2 | 33 | 6 | 0
P_cost | 2 | 33 | 7 | 0
P_cost | 2 | 33 | 8 | 0
P_cost | 2 | 33 | 9 | 0
P_cost | 2 | 33 | 10 | 0
P_cost | 2 | 33 | 11 | 0
P_cost | 2 | 33 | 12 | 0
P_cost | 2 | 33 | 13 | 0
P_cost | 2 | 33 | 14 | 0
P_cost | 2 | 33 | 15 | 0
P_cost | 2 | 33 | 16 | 0
P_cost | 2 | 33 | 17 | 0
P_cost | 2 | 33 | 18 | 0
P_cost | 2 | 33 | 19 | 0
P_cost | 2 | 33 | 20 | 0
P_cost | 2 | 33 | 21 | 0
P_cost | 2 | 33 | 22 | 0
P_cost | 2 | 33 | 23 | 0
P_cost | 2 | 33 | 24 | 0
P_cost | 3 | 1 | 1 | 0
P_cost | 3 | 1 | 2 | 0
P_cost | 3 | 1 | 3 | 0
P_cost | 3 | 1 | 4 | 0
P_cost | 3 | 1 | 5 | 0
P_cost | 3 | 1 | 6 | 0
P_cost | 3 | 1 | 7 | 0
P_cost | 3 | 1 | 8 | 0
P_cost | 3 | 1 | 9 | 0
P_cost | 3 | 1 | 10 | 0
P_cost | 3 | 1 | 11 | 0
P_cost | 3 | 1 | 12 | 0
P_cost | 3 | 1 | 13 | 0
P_cost | 3 | 1 | 14 | 0
P_cost | 3 | 1 | 15 | 0
P_cost | 3 | 1 | 16 | 0
P_cost | 3 | 1 | 17 | 0
P_cost | 3 | 1 | 18 | 0
P_cost | 3 | 1 | 19 | 0
P_cost | 3 | 1 | 20 | 0
P_cost | 3 | 1 | 21 | 0
P_cost | 3 | 1 | 22 | 0
P_cost | 3 | 1 | 23 | 0
P_cost | 3 | 1 | 24 | 0
P_cost | 3 | 2 | 1 | 0
P_cost | 3 | 2 | 2 | 0
P_cost | 3 | 2 | 3 | 0
P_cost | 3 | 2 | 4 | 0
P_cost | 3 | 2 | 5 | 0
P_cost | 3 | 2 | 6 | 0
P_cost | 3 | 2 | 7 | 0
P_cost | 3 | 2 | 8 | 0
P_cost | 3 | 2 | 9 | 0
P_cost | 3 | 2 | 10 | 0
P_cost | 3 | 2 | 11 | 0
P_cost | 3 | 2 | 12 | 0
P_cost | 3 | 2 | 13 | 0
P_cost | 3 | 2 | 14 | 0
P_cost | 3 | 2 | 15 | 0
P_cost | 3 | 2 | 16 | 0
P_cost | 3 | 2 | 17 | 0
P_cost | 3 | 2 | 18 | 0
P_cost | 3 | 2 | 19 | 0
P_cost | 3 | 2 | 20 | 0
P_cost | 3 | 2 | 21 | 0
P_cost | 3 | 2 | 22 | 0
P_cost | 3 | 2 | 23 | 0
P_cost | 3 | 2 | 24 | 0
P_cost | 3 | 3 | 1 | 0
P_cost | 3 | 3 | 2 | 0
P_cost | 3 | 3 | 3 | 0
P_cost | 3 | 3 | 4 | 0
P_cost | 3 | 3 | 5 | 0
P_cost | 3 | 3 | 6 | 0
P_cost | 3 | 3 | 7 | 0
P_cost | 3 | 3 | 8 | 0
P_cost | 3 | 3 | 9 | 0
P_cost | 3 | 3 | 10 | 0
P_cost | 3 | 3 | 11 | 0
P_cost | 3 | 3 | 12 | 0
P_cost | 3 | 3 | 13 | 0
P_cost | 3 | 3 | 14 | 0
P_cost | 3 | 3 | 15 | 0
P_cost | 3 | 3 | 16 | 0
P_cost | 3 | 3 | 17 | 0
P_cost | 3 | 3 | 18 | 0
P_cost | 3 | 3 | 19 | 0
P_cost | 3 | 3 | 20 | 0
P_cost | 3 | 3 | 21 | 0
P_cost | 3 | 3 | 22 | 0
P_cost | 3 | 3 | 23 | 0
P_cost | 3 | 3 | 24 | 0
P_cost | 3 | 4 | 1 | 0
P_cost | 3 | 4 | 2 | 0
P_cost | 3 | 4 | 3 | 0
P_cost | 3 | 4 | 4 | 0
P_cost | 3 | 4 | 5 | 0
P_cost | 3 | 4 | 6 | 0
P_cost | 3 | 4 | 7 | 0
P_cost | 3 | 4 | 8 | 0
P_cost | 3 | 4 | 9 | 0
P_cost | 3 | 4 | 10 | 0
P_cost | 3 | 4 | 11 | 0
P_cost | 3 | 4 | 12 | 0
P_cost | 3 | 4 | 13 | 0
P_cost | 3 | 4 | 14 | 0
P_cost | 3 | 4 | 15 | 0
P_cost | 3 | 4 | 16 | 0
P_cost | 3 | 4 | 17 | 0
P_cost | 3 | 4 | 18 | 0
P_cost | 3 | 4 | 19 | 0
P_cost | 3 | 4 | 20 | 0
P_cost | 3 | 4 | 21 | 0
P_cost | 3 | 4 | 22 | 0
P_cost | 3 | 4 | 23 | 0
P_cost | 3 | 4 | 24 | 0
P_cost | 3 | 5 | 1 | 0
P_cost | 3 | 5 | 2 | 0
P_cost | 3 | 5 | 3 | 0
P_cost | 3 | 5 | 4 | 0
P_cost | 3 | 5 | 5 | 0
P_cost | 3 | 5 | 6 | 0
P_cost | 3 | 5 | 7 | 0
P_cost | 3 | 5 | 8 | 0
P_cost | 3 | 5 | 9 | 0
P_cost | 3 | 5 | 10 | 0
P_cost | 3 | 5 | 11 | 0
P_cost | 3 | 5 | 12 | 0
P_cost | 3 | 5 | 13 | 0
P_cost | 3 | 5 | 14 | 0
P_cost | 3 | 5 | 15 | 0
P_cost | 3 | 5 | 16 | 0
P_cost | 3 | 5 | 17 | 0
P_cost | 3 | 5 | 18 | 0
P_cost | 3 | 5 | 19 | 0
P_cost | 3 | 5 | 20 | 0
P_cost | 3 | 5 | 21 | 0
P_cost | 3 | 5 | 22 | 0
P_cost | 3 | 5 | 23 | 0
P_cost | 3 | 5 | 24 | 0
P_cost | 3 | 6 | 1 | 0
P_cost | 3 | 6 | 2 | 0
P_cost | 3 | 6 | 3 | 0
P_cost | 3 | 6 | 4 | 0
P_cost | 3 | 6 | 5 | 0
P_cost | 3 | 6 | 6 | 0
P_cost | 3 | 6 | 7 | 0
P_cost | 3 | 6 | 8 | 0
P_cost | 3 | 6 | 9 | 0
P_cost | 3 | 6 | 10 | 0
P_cost | 3 | 6 | 11 | 0
P_cost | 3 | 6 | 12 | 0
P_cost | 3 | 6 | 13 | 0
P_cost | 3 | 6 | 14 | 0
P_cost | 3 | 6 | 15 | 0
P_cost | 3 | 6 | 16 | 0
P_cost | 3 | 6 | 17 | 0
P_cost | 3 | 6 | 18 | 0
P_cost | 3 | 6 | 19 | 0
P_cost | 3 | 6 | 20 | 0
P_cost | 3 | 6 | 21 | 0
P_cost | 3 | 6 | 22 | 0
P_cost | 3 | 6 | 23 | 0
P_cost | 3 | 6 | 24 | 0
P_cost | 3 | 7 | 1 | 0
P_cost | 3 | 7 | 2 | 0
P_cost | 3 | 7 | 3 | 0
P_cost | 3 | 7 | 4 | 0
P_cost | 3 | 7 | 5 | 0
P_cost | 3 | 7 | 6 | 0
P_cost | 3 | 7 | 7 | 0
P_cost | 3 | 7 | 8 | 0
P_cost | 3 | 7 | 9 | 0
P_cost | 3 | 7 | 10 | 0
P_cost | 3 | 7 | 11 | 0
P_cost | 3 | 7 | 12 | 0
P_cost | 3 | 7 | 13 | 0
P_cost | 3 | 7 | 14 | 0
P_cost | 3 | 7 | 15 | 0
P_cost | 3 | 7 | 16 | 0
P_cost | 3 | 7 | 17 | 0
P_cost | 3 | 7 | 18 | 0
P_cost | 3 | 7 | 19 | 0
P_cost | 3 | 7 | 20 | 0
P_cost | 3 | 7 | 21 | 0
P_cost | 3 | 7 | 22 | 0
P_cost | 3 | 7 | 23 | 0
P_cost | 3 | 7 | 24 | 0
P_cost | 3 | 8 | 1 | 0
P_cost | 3 | 8 | 2 | 0
P_cost | 3 | 8 | 3 | 0
P_cost | 3 | 8 | 4 | 0
P_cost | 3 | 8 | 5 | 0
P_cost | 3 | 8 | 6 | 0
P_cost | 3 | 8 | 7 | 0
P_cost | 3 | 8 | 8 | 0
P_cost | 3 | 8 | 9 | 0
P_cost | 3 | 8 | 10 | 0
P_cost | 3 | 8 | 11 | 0
P_cost | 3 | 8 | 12 | 0
P_cost | 3 | 8 | 13 | 0
P_cost | 3 | 8 | 14 | 0
P_cost | 3 | 8 | 15 | 0
P_cost | 3 | 8 | 16 | 0
P_cost | 3 | 8 | 17 | 0
P_cost | 3 | 8 | 18 | 0
P_cost | 3 | 8 | 19 | 0
P_cost | 3 | 8 | 20 | 0
P_cost | 3 | 8 | 21 | 0
P_cost | 3 | 8 | 22 | 0
P_cost | 3 | 8 | 23 | 0
P_cost | 3 | 8 | 24 | 0
P_cost | 3 | 9 | 1 | 0
P_cost | 3 | 9 | 2 | 0
P_cost | 3 | 9 | 3 | 0
P_cost | 3 | 9 | 4 | 0
P_cost | 3 | 9 | 5 | 0
P_cost | 3 | 9 | 6 | 0
P_cost | 3 | 9 | 7 | 0
P_cost | 3 | 9 | 8 | 0
P_cost | 3 | 9 | 9 | 0
P_cost | 3 | 9 | 10 | 0
P_cost | 3 | 9 | 11 | 0
P_cost | 3 | 9 | 12 | 0
P_cost | 3 | 9 | 13 | 0
P_cost | 3 | 9 | 14 | 0
P_cost | 3 | 9 | 15 | 0
P_cost | 3 | 9 | 16 | 0
P_cost | 3 | 9 | 17 | 0
P_cost | 3 | 9 | 18 | 0
P_cost | 3 | 9 | 19 | 0
P_cost | 3 | 9 | 20 | 0
P_cost | 3 | 9 | 21 | 0
P_cost | 3 | 9 | 22 | 0
P_cost | 3 | 9 | 23 | 0
P_cost | 3 | 9 | 24 | 0
P_cost | 3 | 10 | 1 | 0
P_cost | 3 | 10 | 2 | 0
P_cost | 3 | 10 | 3 | 0
P_cost | 3 | 10 | 4 | 0
P_cost | 3 | 10 | 5 | 0
P_cost | 3 | 10 | 6 | 0
P_cost | 3 | 10 | 7 | 0
P_cost | 3 | 10 | 8 | 0
P_cost | 3 | 10 | 9 | 0
P_cost | 3 | 10 | 10 | 0
P_cost | 3 | 10 | 11 | 0
P_cost | 3 | 10 | 12 | 0
P_cost | 3 | 10 | 13 | 0
P_cost | 3 | 10 | 14 | 0
P_cost | 3 | 10 | 15 | 0
P_cost | 3 | 10 | 16 | 0
P_cost | 3 | 10 | 17 | 0
P_cost | 3 | 10 | 18 | 0
P_cost | 3 | 10 | 19 | 0
P_cost | 3 | 10 | 20 | 0
P_cost | 3 | 10 | 21 | 0
P_cost | 3 | 10 | 22 | 0
P_cost | 3 | 10 | 23 | 0
P_cost | 3 | 10 | 24 | 0
P_cost | 3 | 11 | 1 | 0
P_cost | 3 | 11 | 2 | 0
P_cost | 3 | 11 | 3 | 0
P_cost | 3 | 11 | 4 | 0
P_cost | 3 | 11 | 5 | 0
P_cost | 3 | 11 | 6 | 0
P_cost | 3 | 11 | 7 | 0
P_cost | 3 | 11 | 8 | 0
P_cost | 3 | 11 | 9 | 0
P_cost | 3 | 11 | 10 | 0
P_cost | 3 | 11 | 11 | 0
P_cost | 3 | 11 | 12 | 0
P_cost | 3 | 11 | 13 | 0
P_cost | 3 | 11 | 14 | 0
P_cost | 3 | 11 | 15 | 0
P_cost | 3 | 11 | 16 | 0
P_cost | 3 | 11 | 17 | 0
P_cost | 3 | 11 | 18 | 0
P_cost | 3 | 11 | 19 | 0
P_cost | 3 | 11 | 20 | 0
P_cost | 3 | 11 | 21 | 0
P_cost | 3 | 11 | 22 | 0
P_cost | 3 | 11 | 23 | 0
P_cost | 3 | 11 | 24 | 0
P_cost | 3 | 12 | 1 | 0
P_cost | 3 | 12 | 2 | 0
P_cost | 3 | 12 | 3 | 0
P_cost | 3 | 12 | 4 | 0
P_cost | 3 | 12 | 5 | 0
P_cost | 3 | 12 | 6 | 0
P_cost | 3 | 12 | 7 | 0
P_cost | 3 | 12 | 8 | 0
P_cost | 3 | 12 | 9 | 0
P_cost | 3 | 12 | 10 | 0
P_cost | 3 | 12 | 11 | 0
P_cost | 3 | 12 | 12 | 0
P_cost | 3 | 12 | 13 | 0
P_cost | 3 | 12 | 14 | 0
P_cost | 3 | 12 | 15 | 0
P_cost | 3 | 12 | 16 | 0
P_cost | 3 | 12 | 17 | 0
P_cost | 3 | 12 | 18 | 0
P_cost | 3 | 12 | 19 | 0
P_cost | 3 | 12 | 20 | 0
P_cost | 3 | 12 | 21 | 0
P_cost | 3 | 12 | 22 | 0
P_cost | 3 | 12 | 23 | 0
P_cost | 3 | 12 | 24 | 0
P_cost | 3 | 13 | 1 | 0
P_cost | 3 | 13 | 2 | 0
P_cost | 3 | 13 | 3 | 0
P_cost | 3 | 13 | 4 | 0
P_cost | 3 | 13 | 5 | 0
P_cost | 3 | 13 | 6 | 0
P_cost | 3 | 13 | 7 | 0
P_cost | 3 | 13 | 8 | 0
P_cost | 3 | 13 | 9 | 0
P_cost | 3 | 13 | 10 | 0
P_cost | 3 | 13 | 11 | 0
P_cost | 3 | 13 | 12 | 0
P_cost | 3 | 13 | 13 | 0
P_cost | 3 | 13 | 14 | 0
P_cost | 3 | 13 | 15 | 0
P_cost | 3 | 13 | 16 | 0
P_cost | 3 | 13 | 17 | 0
P_cost | 3 | 13 | 18 | 0
P_cost | 3 | 13 | 19 | 0
P_cost | 3 | 13 | 20 | 0
P_cost | 3 | 13 | 21 | 0
P_cost | 3 | 13 | 22 | 0
P_cost | 3 | 13 | 23 | 0
P_cost | 3 | 13 | 24 | 0
P_cost | 3 | 14 | 1 | 0
P_cost | 3 | 14 | 2 | 0
P_cost | 3 | 14 | 3 | 0
P_cost | 3 | 14 | 4 | 0
P_cost | 3 | 14 | 5 | 0
P_cost | 3 | 14 | 6 | 0
P_cost | 3 | 14 | 7 | 0
P_cost | 3 | 14 | 8 | 0
P_cost | 3 | 14 | 9 | 0
P_cost | 3 | 14 | 10 | 0
P_cost | 3 | 14 | 11 | 0
P_cost | 3 | 14 | 12 | 0
P_cost | 3 | 14 | 13 | 0
P_cost | 3 | 14 | 14 | 0
P_cost | 3 | 14 | 15 | 0
P_cost | 3 | 14 | 16 | 0
P_cost | 3 | 14 | 17 | 0
P_cost | 3 | 14 | 18 | 0
P_cost | 3 | 14 | 19 | 0
P_cost | 3 | 14 | 20 | 0
P_cost | 3 | 14 | 21 | 0
P_cost | 3 | 14 | 22 | 0
P_cost | 3 | 14 | 23 | 0
P_cost | 3 | 14 | 24 | 0
P_cost | 3 | 15 | 1 | 0
P_cost | 3 | 15 | 2 | 0
P_cost | 3 | 15 | 3 | 0
P_cost | 3 | 15 | 4 | 0
P_cost | 3 | 15 | 5 | 0
P_cost | 3 | 15 | 6 | 0
P_cost | 3 | 15 | 7 | 0
P_cost | 3 | 15 | 8 | 0
P_cost | 3 | 15 | 9 | 0
P_cost | 3 | 15 | 10 | 0
P_cost | 3 | 15 | 11 | 0
P_cost | 3 | 15 | 12 | 0
P_cost | 3 | 15 | 13 | 0
P_cost | 3 | 15 | 14 | 0
P_cost | 3 | 15 | 15 | 0
P_cost | 3 | 15 | 16 | 0
P_cost | 3 | 15 | 17 | 0
P_cost | 3 | 15 | 18 | 0
P_cost | 3 | 15 | 19 | 0
P_cost | 3 | 15 | 20 | 0
P_cost | 3 | 15 | 21 | 0
P_cost | 3 | 15 | 22 | 0
P_cost | 3 | 15 | 23 | 0
P_cost | 3 | 15 | 24 | 0
P_cost | 3 | 16 | 1 | 0
P_cost | 3 | 16 | 2 | 0
P_cost | 3 | 16 | 3 | 0
P_cost | 3 | 16 | 4 | 0
P_cost | 3 | 16 | 5 | 0
P_cost | 3 | 16 | 6 | 0
P_cost | 3 | 16 | 7 | 0
P_cost | 3 | 16 | 8 | 0
P_cost | 3 | 16 | 9 | 0
P_cost | 3 | 16 | 10 | 0
P_cost | 3 | 16 | 11 | 0
P_cost | 3 | 16 | 12 | 0
P_cost | 3 | 16 | 13 | 0
P_cost | 3 | 16 | 14 | 0
P_cost | 3 | 16 | 15 | 0
P_cost | 3 | 16 | 16 | 0
P_cost | 3 | 16 | 17 | 0
P_cost | 3 | 16 | 18 | 0
P_cost | 3 | 16 | 19 | 0
P_cost | 3 | 16 | 20 | 0
P_cost | 3 | 16 | 21 | 0
P_cost | 3 | 16 | 22 | 0
P_cost | 3 | 16 | 23 | 0
P_cost | 3 | 16 | 24 | 0
P_cost | 3 | 17 | 1 | 0
P_cost | 3 | 17 | 2 | 0
P_cost | 3 | 17 | 3 | 0
P_cost | 3 | 17 | 4 | 0
P_cost | 3 | 17 | 5 | 0
P_cost | 3 | 17 | 6 | 0
P_cost | 3 | 17 | 7 | 0
P_cost | 3 | 17 | 8 | 0
P_cost | 3 | 17 | 9 | 0
P_cost | 3 | 17 | 10 | 0
P_cost | 3 | 17 | 11 | 0
P_cost | 3 | 17 | 12 | 0
P_cost | 3 | 17 | 13 | 0
P_cost | 3 | 17 | 14 | 0
P_cost | 3 | 17 | 15 | 0
P_cost | 3 | 17 | 16 | 0
P_cost | 3 | 17 | 17 | 0
P_cost | 3 | 17 | 18 | 0
P_cost | 3 | 17 | 19 | 0
P_cost | 3 | 17 | 20 | 0
P_cost | 3 | 17 | 21 | 0
P_cost | 3 | 17 | 22 | 0
P_cost | 3 | 17 | 23 | 0
P_cost | 3 | 17 | 24 | 0
P_cost | 3 | 18 | 1 | 0
P_cost | 3 | 18 | 2 | 0
P_cost | 3 | 18 | 3 | 0
P_cost | 3 | 18 | 4 | 0
P_cost | 3 | 18 | 5 | 0
P_cost | 3 | 18 | 6 | 0
P_cost | 3 | 18 | 7 | 0
P_cost | 3 | 18 | 8 | 0
P_cost | 3 | 18 | 9 | 0
P_cost | 3 | 18 | 10 | 0
P_cost | 3 | 18 | 11 | 0
P_cost | 3 | 18 | 12 | 0
P_cost | 3 | 18 | 13 | 0
P_cost | 3 | 18 | 14 | 0
P_cost | 3 | 18 | 15 | 0
P_cost | 3 | 18 | 16 | 0
P_cost | 3 | 18 | 17 | 0
P_cost | 3 | 18 | 18 | 0
P_cost | 3 | 18 | 19 | 0
P_cost | 3 | 18 | 20 | 0
P_cost | 3 | 18 | 21 | 0
P_cost | 3 | 18 | 22 | 0
P_cost | 3 | 18 | 23 | 0
P_cost | 3 | 18 | 24 | 0
P_cost | 3 | 19 | 1 | 0
P_cost | 3 | 19 | 2 | 0
P_cost | 3 | 19 | 3 | 0
P_cost | 3 | 19 | 4 | 0
P_cost | 3 | 19 | 5 | 0
P_cost | 3 | 19 | 6 | 0
P_cost | 3 | 19 | 7 | 0
P_cost | 3 | 19 | 8 | 0
P_cost | 3 | 19 | 9 | 0
P_cost | 3 | 19 | 10 | 0
P_cost | 3 | 19 | 11 | 0
P_cost | 3 | 19 | 12 | 0
P_cost | 3 | 19 | 13 | 0
P_cost | 3 | 19 | 14 | 0
P_cost | 3 | 19 | 15 | 0
P_cost | 3 | 19 | 16 | 0
P_cost | 3 | 19 | 17 | 0
P_cost | 3 | 19 | 18 | 0
P_cost | 3 | 19 | 19 | 0
P_cost | 3 | 19 | 20 | 0
P_cost | 3 | 19 | 21 | 0
P_cost | 3 | 19 | 22 | 0
P_cost | 3 | 19 | 23 | 0
P_cost | 3 | 19 | 24 | 0
P_cost | 3 | 20 | 1 | 0
P_cost | 3 | 20 | 2 | 0
P_cost | 3 | 20 | 3 | 0
P_cost | 3 | 20 | 4 | 0
P_cost | 3 | 20 | 5 | 0
P_cost | 3 | 20 | 6 | 0
P_cost | 3 | 20 | 7 | 0
P_cost | 3 | 20 | 8 | 0
P_cost | 3 | 20 | 9 | 0
P_cost | 3 | 20 | 10 | 0
P_cost | 3 | 20 | 11 | 0
P_cost | 3 | 20 | 12 | 0
P_cost | 3 | 20 | 13 | 0
P_cost | 3 | 20 | 14 | 0
P_cost | 3 | 20 | 15 | 0
P_cost | 3 | 20 | 16 | 0
P_cost | 3 | 20 | 17 | 0
P_cost | 3 | 20 | 18 | 0
P_cost | 3 | 20 | 19 | 0
P_cost | 3 | 20 | 20 | 0
P_cost | 3 | 20 | 21 | 0
P_cost | 3 | 20 | 22 | 0
P_cost | 3 | 20 | 23 | 0
P_cost | 3 | 20 | 24 | 0
P_cost | 3 | 21 | 1 | 0
P_cost | 3 | 21 | 2 | 0
P_cost | 3 | 21 | 3 | 0
P_cost | 3 | 21 | 4 | 0
P_cost | 3 | 21 | 5 | 0
P_cost | 3 | 21 | 6 | 0
P_cost | 3 | 21 | 7 | 0
P_cost | 3 | 21 | 8 | 0
P_cost | 3 | 21 | 9 | 0
P_cost | 3 | 21 | 10 | 0
P_cost | 3 | 21 | 11 | 0
P_cost | 3 | 21 | 12 | 0
P_cost | 3 | 21 | 13 | 0
P_cost | 3 | 21 | 14 | 0
P_cost | 3 | 21 | 15 | 0
P_cost | 3 | 21 | 16 | 0
P_cost | 3 | 21 | 17 | 0
P_cost | 3 | 21 | 18 | 0
P_cost | 3 | 21 | 19 | 0
P_cost | 3 | 21 | 20 | 0
P_cost | 3 | 21 | 21 | 0
P_cost | 3 | 21 | 22 | 0
P_cost | 3 | 21 | 23 | 0
P_cost | 3 | 21 | 24 | 0
P_cost | 3 | 22 | 1 | 0
P_cost | 3 | 22 | 2 | 0
P_cost | 3 | 22 | 3 | 0
P_cost | 3 | 22 | 4 | 0
P_cost | 3 | 22 | 5 | 0
P_cost | 3 | 22 | 6 | 0
P_cost | 3 | 22 | 7 | 0
P_cost | 3 | 22 | 8 | 0
P_cost | 3 | 22 | 9 | 0
P_cost | 3 | 22 | 10 | 0
P_cost | 3 | 22 | 11 | 0
P_cost | 3 | 22 | 12 | 0
P_cost | 3 | 22 | 13 | 0
P_cost | 3 | 22 | 14 | 0
P_cost | 3 | 22 | 15 | 0
P_cost | 3 | 22 | 16 | 0
P_cost | 3 | 22 | 17 | 0
P_cost | 3 | 22 | 18 | 0
P_cost | 3 | 22 | 19 | 0
P_cost | 3 | 22 | 20 | 0
P_cost | 3 | 22 | 21 | 0
P_cost | 3 | 22 | 22 | 0
P_cost | 3 | 22 | 23 | 0
P_cost | 3 | 22 | 24 | 0
P_cost | 3 | 23 | 1 | 0
P_cost | 3 | 23 | 2 | 0
P_cost | 3 | 23 | 3 | 0
P_cost | 3 | 23 | 4 | 0
P_cost | 3 | 23 | 5 | 0
P_cost | 3 | 23 | 6 | 0
P_cost | 3 | 23 | 7 | 0
P_cost | 3 | 23 | 8 | 0
P_cost | 3 | 23 | 9 | 0
P_cost | 3 | 23 | 10 | 0
P_cost | 3 | 23 | 11 | 0
P_cost | 3 | 23 | 12 | 0
P_cost | 3 | 23 | 13 | 0
P_cost | 3 | 23 | 14 | 0
P_cost | 3 | 23 | 15 | 0
P_cost | 3 | 23 | 16 | 0
P_cost | 3 | 23 | 17 | 0
P_cost | 3 | 23 | 18 | 0
P_cost | 3 | 23 | 19 | 0
P_cost | 3 | 23 | 20 | 0
P_cost | 3 | 23 | 21 | 0
P_cost | 3 | 23 | 22 | 0
P_cost | 3 | 23 | 23 | 0
P_cost | 3 | 23 | 24 | 0
P_cost | 3 | 24 | 1 | 0
P_cost | 3 | 24 | 2 | 0
P_cost | 3 | 24 | 3 | 0
P_cost | 3 | 24 | 4 | 0
P_cost | 3 | 24 | 5 | 0
P_cost | 3 | 24 | 6 | 0
P_cost | 3 | 24 | 7 | 0
P_cost | 3 | 24 | 8 | 0
P_cost | 3 | 24 | 9 | 0
P_cost | 3 | 24 | 10 | 0
P_cost | 3 | 24 | 11 | 0
P_cost | 3 | 24 | 12 | 0
P_cost | 3 | 24 | 13 | 0
P_cost | 3 | 24 | 14 | 0
P_cost | 3 | 24 | 15 | 0
P_cost | 3 | 24 | 16 | 0
P_cost | 3 | 24 | 17 | 0
P_cost | 3 | 24 | 18 | 0
P_cost | 3 | 24 | 19 | 0
P_cost | 3 | 24 | 20 | 0
P_cost | 3 | 24 | 21 | 0
P_cost | 3 | 24 | 22 | 0
P_cost | 3 | 24 | 23 | 0
P_cost | 3 | 24 | 24 | 0
P_cost | 3 | 25 | 1 | 0
P_cost | 3 | 25 | 2 | 0
P_cost | 3 | 25 | 3 | 0
P_cost | 3 | 25 | 4 | 0
P_cost | 3 | 25 | 5 | 0
P_cost | 3 | 25 | 6 | 0
P_cost | 3 | 25 | 7 | 0
P_cost | 3 | 25 | 8 | 0
P_cost | 3 | 25 | 9 | 0
P_cost | 3 | 25 | 10 | 0
P_cost | 3 | 25 | 11 | 0
P_cost | 3 | 25 | 12 | 0
P_cost | 3 | 25 | 13 | 0
P_cost | 3 | 25 | 14 | 0
P_cost | 3 | 25 | 15 | 0
P_cost | 3 | 25 | 16 | 0
P_cost | 3 | 25 | 17 | 0
P_cost | 3 | 25 | 18 | 0
P_cost | 3 | 25 | 19 | 0
P_cost | 3 | 25 | 20 | 0
P_cost | 3 | 25 | 21 | 0
P_cost | 3 | 25 | 22 | 0
P_cost | 3 | 25 | 23 | 0
P_cost | 3 | 25 | 24 | 0
P_cost | 3 | 26 | 1 | 0
P_cost | 3 | 26 | 2 | 0
P_cost | 3 | 26 | 3 | 0
P_cost | 3 | 26 | 4 | 0
P_cost | 3 | 26 | 5 | 0
P_cost | 3 | 26 | 6 | 0
P_cost | 3 | 26 | 7 | 0
P_cost | 3 | 26 | 8 | 0
P_cost | 3 | 26 | 9 | 0
P_cost | 3 | 26 | 10 | 0
P_cost | 3 | 26 | 11 | 0
P_cost | 3 | 26 | 12 | 0
P_cost | 3 | 26 | 13 | 0
P_cost | 3 | 26 | 14 | 0
P_cost | 3 | 26 | 15 | 0
P_cost | 3 | 26 | 16 | 0
P_cost | 3 | 26 | 17 | 0
P_cost | 3 | 26 | 18 | 0
P_cost | 3 | 26 | 19 | 0
P_cost | 3 | 26 | 20 | 0
P_cost | 3 | 26 | 21 | 0
P_cost | 3 | 26 | 22 | 0
P_cost | 3 | 26 | 23 | 0
P_cost | 3 | 26 | 24 | 0
P_cost | 3 | 27 | 1 | 0
P_cost | 3 | 27 | 2 | 0
P_cost | 3 | 27 | 3 | 0
P_cost | 3 | 27 | 4 | 0
P_cost | 3 | 27 | 5 | 0
P_cost | 3 | 27 | 6 | 0
P_cost | 3 | 27 | 7 | 0
P_cost | 3 | 27 | 8 | 0
P_cost | 3 | 27 | 9 | 0
P_cost | 3 | 27 | 10 | 0
P_cost | 3 | 27 | 11 | 0
P_cost | 3 | 27 | 12 | 0
P_cost | 3 | 27 | 13 | 0
P_cost | 3 | 27 | 14 | 0
P_cost | 3 | 27 | 15 | 0
P_cost | 3 | 27 | 16 | 0
P_cost | 3 | 27 | 17 | 0
P_cost | 3 | 27 | 18 | 0
P_cost | 3 | 27 | 19 | 0
P_cost | 3 | 27 | 20 | 0
P_cost | 3 | 27 | 21 | 0
P_cost | 3 | 27 | 22 | 0
P_cost | 3 | 27 | 23 | 0
P_cost | 3 | 27 | 24 | 0
P_cost | 3 | 28 | 1 | 0
P_cost | 3 | 28 | 2 | 0
P_cost | 3 | 28 | 3 | 0
P_cost | 3 | 28 | 4 | 0
P_cost | 3 | 28 | 5 | 0
P_cost | 3 | 28 | 6 | 0
P_cost | 3 | 28 | 7 | 0
P_cost | 3 | 28 | 8 | 0
P_cost | 3 | 28 | 9 | 0
P_cost | 3 | 28 | 10 | 0
P_cost | 3 | 28 | 11 | 0
P_cost | 3 | 28 | 12 | 0
P_cost | 3 | 28 | 13 | 0
P_cost | 3 | 28 | 14 | 0
P_cost | 3 | 28 | 15 | 0
P_cost | 3 | 28 | 16 | 0
P_cost | 3 | 28 | 17 | 0
P_cost | 3 | 28 | 18 | 0
P_cost | 3 | 28 | 19 | 0
P_cost | 3 | 28 | 20 | 0
P_cost | 3 | 28 | 21 | 0
P_cost | 3 | 28 | 22 | 0
P_cost | 3 | 28 | 23 | 0
P_cost | 3 | 28 | 24 | 0
P_cost | 3 | 29 | 1 | 0
P_cost | 3 | 29 | 2 | 0
P_cost | 3 | 29 | 3 | 0
P_cost | 3 | 29 | 4 | 0
P_cost | 3 | 29 | 5 | 0
P_cost | 3 | 29 | 6 | 0
P_cost | 3 | 29 | 7 | 0
P_cost | 3 | 29 | 8 | 0
P_cost | 3 | 29 | 9 | 0
P_cost | 3 | 29 | 10 | 0
P_cost | 3 | 29 | 11 | 0
P_cost | 3 | 29 | 12 | 0
P_cost | 3 | 29 | 13 | 0
P_cost | 3 | 29 | 14 | 0
P_cost | 3 | 29 | 15 | 0
P_cost | 3 | 29 | 16 | 0
P_cost | 3 | 29 | 17 | 0
P_cost | 3 | 29 | 18 | 0
P_cost | 3 | 29 | 19 | 0
P_cost | 3 | 29 | 20 | 0
P_cost | 3 | 29 | 21 | 0
P_cost | 3 | 29 | 22 | 0
P_cost | 3 | 29 | 23 | 0
P_cost | 3 | 29 | 24 | 0
P_cost | 3 | 30 | 1 | 0
P_cost | 3 | 30 | 2 | 0
P_cost | 3 | 30 | 3 | 0
P_cost | 3 | 30 | 4 | 0
P_cost | 3 | 30 | 5 | 0
P_cost | 3 | 30 | 6 | 0
P_cost | 3 | 30 | 7 | 0
P_cost | 3 | 30 | 8 | 0
P_cost | 3 | 30 | 9 | 0
P_cost | 3 | 30 | 10 | 0
P_cost | 3 | 30 | 11 | 0
P_cost | 3 | 30 | 12 | 0
P_cost | 3 | 30 | 13 | 0
P_cost | 3 | 30 | 14 | 0
P_cost | 3 | 30 | 15 | 0
P_cost | 3 | 30 | 16 | 0
P_cost | 3 | 30 | 17 | 0
P_cost | 3 | 30 | 18 | 0
P_cost | 3 | 30 | 19 | 0
P_cost | 3 | 30 | 20 | 0
P_cost | 3 | 30 | 21 | 0
P_cost | 3 | 30 | 22 | 0
P_cost | 3 | 30 | 23 | 0
P_cost | 3 | 30 | 24 | 0
P_cost | 3 | 31 | 1 | 0
P_cost | 3 | 31 | 2 | 0
P_cost | 3 | 31 | 3 | 0
P_cost | 3 | 31 | 4 | 0
P_cost | 3 | 31 | 5 | 0
P_cost | 3 | 31 | 6 | 0
P_cost | 3 | 31 | 7 | 0
P_cost | 3 | 31 | 8 | 0
P_cost | 3 | 31 | 9 | 0
P_cost | 3 | 31 | 10 | 0
P_cost | 3 | 31 | 11 | 0
P_cost | 3 | 31 | 12 | 0
P_cost | 3 | 31 | 13 | 0
P_cost | 3 | 31 | 14 | 0
P_cost | 3 | 31 | 15 | 0
P_cost | 3 | 31 | 16 | 0
P_cost | 3 | 31 | 17 | 0
P_cost | 3 | 31 | 18 | 0
P_cost | 3 | 31 | 19 | 0
P_cost | 3 | 31 | 20 | 0
P_cost | 3 | 31 | 21 | 0
P_cost | 3 | 31 | 22 | 0
P_cost | 3 | 31 | 23 | 0
P_cost | 3 | 31 | 24 | 0
P_cost | 3 | 32 | 1 | 0
P_cost | 3 | 32 | 2 | 0
P_cost | 3 | 32 | 3 | 0
P_cost | 3 | 32 | 4 | 0
P_cost | 3 | 32 | 5 | 0
P_cost | 3 | 32 | 6 | 0
P_cost | 3 | 32 | 7 | 0
P_cost | 3 | 32 | 8 | 0
P_cost | 3 | 32 | 9 | 0
P_cost | 3 | 32 | 10 | 0
P_cost | 3 | 32 | 11 | 0
P_cost | 3 | 32 | 12 | 0
P_cost | 3 | 32 | 13 | 0
P_cost | 3 | 32 | 14 | 0
P_cost | 3 | 32 | 15 | 0
P_cost | 3 | 32 | 16 | 0
P_cost | 3 | 32 | 17 | 0
P_cost | 3 | 32 | 18 | 0
P_cost | 3 | 32 | 19 | 0
P_cost | 3 | 32 | 20 | 0
P_cost | 3 | 32 | 21 | 0
P_cost | 3 | 32 | 22 | 0
P_cost | 3 | 32 | 23 | 0
P_cost | 3 | 32 | 24 | 0
P_cost | 3 | 33 | 1 | 0
P_cost | 3 | 33 | 2 | 0
P_cost | 3 | 33 | 3 | 0
P_cost | 3 | 33 | 4 | 0
P_cost | 3 | 33 | 5 | 0
P_cost | 3 | 33 | 6 | 0
P_cost | 3 | 33 | 7 | 0
P_cost | 3 | 33 | 8 | 0
P_cost | 3 | 33 | 9 | 0
P_cost | 3 | 33 | 10 | 0
P_cost | 3 | 33 | 11 | 0
P_cost | 3 | 33 | 12 | 0
P_cost | 3 | 33 | 13 | 0
P_cost | 3 | 33 | 14 | 0
P_cost | 3 | 33 | 15 | 0
P_cost | 3 | 33 | 16 | 0
P_cost | 3 | 33 | 17 | 0
P_cost | 3 | 33 | 18 | 0
P_cost | 3 | 33 | 19 | 0
P_cost | 3 | 33 | 20 | 0
P_cost | 3 | 33 | 21 | 0
P_cost | 3 | 33 | 22 | 0
P_cost | 3 | 33 | 23 | 0
P_cost | 3 | 33 | 24 | 0
P_cost | 4 | 1 | 1 | 0
P_cost | 4 | 1 | 2 | 0
P_cost | 4 | 1 | 3 | 0
P_cost | 4 | 1 | 4 | 0
P_cost | 4 | 1 | 5 | 0
P_cost | 4 | 1 | 6 | 0
P_cost | 4 | 1 | 7 | 0
P_cost | 4 | 1 | 8 | 0
P_cost | 4 | 1 | 9 | 0
P_cost | 4 | 1 | 10 | 0
P_cost | 4 | 1 | 11 | 0
P_cost | 4 | 1 | 12 | 0
P_cost | 4 | 1 | 13 | 0
P_cost | 4 | 1 | 14 | 0
P_cost | 4 | 1 | 15 | 0
P_cost | 4 | 1 | 16 | 0
P_cost | 4 | 1 | 17 | 0
P_cost | 4 | 1 | 18 | 0
P_cost | 4 | 1 | 19 | 0
P_cost | 4 | 1 | 20 | 0
P_cost | 4 | 1 | 21 | 0
P_cost | 4 | 1 | 22 | 0
P_cost | 4 | 1 | 23 | 0
P_cost | 4 | 1 | 24 | 0
P_cost | 4 | 2 | 1 | 0
P_cost | 4 | 2 | 2 | 0
P_cost | 4 | 2 | 3 | 0
P_cost | 4 | 2 | 4 | 0
P_cost | 4 | 2 | 5 | 0
P_cost | 4 | 2 | 6 | 0
P_cost | 4 | 2 | 7 | 0
P_cost | 4 | 2 | 8 | 0
P_cost | 4 | 2 | 9 | 0
P_cost | 4 | 2 | 10 | 0
P_cost | 4 | 2 | 11 | 0
P_cost | 4 | 2 | 12 | 0
P_cost | 4 | 2 | 13 | 0
P_cost | 4 | 2 | 14 | 0
P_cost | 4 | 2 | 15 | 0
P_cost | 4 | 2 | 16 | 0
P_cost | 4 | 2 | 17 | 0
P_cost | 4 | 2 | 18 | 0
P_cost | 4 | 2 | 19 | 0
P_cost | 4 | 2 | 20 | 0
P_cost | 4 | 2 | 21 | 0
P_cost | 4 | 2 | 22 | 0
P_cost | 4 | 2 | 23 | 0
P_cost | 4 | 2 | 24 | 0
P_cost | 4 | 3 | 1 | 0
P_cost | 4 | 3 | 2 | 0
P_cost | 4 | 3 | 3 | 0
P_cost | 4 | 3 | 4 | 0
P_cost | 4 | 3 | 5 | 0
P_cost | 4 | 3 | 6 | 0
P_cost | 4 | 3 | 7 | 0
P_cost | 4 | 3 | 8 | 0
P_cost | 4 | 3 | 9 | 0
P_cost | 4 | 3 | 10 | 0
P_cost | 4 | 3 | 11 | 0
P_cost | 4 | 3 | 12 | 0
P_cost | 4 | 3 | 13 | 0
P_cost | 4 | 3 | 14 | 0
P_cost | 4 | 3 | 15 | 0
P_cost | 4 | 3 | 16 | 0
P_cost | 4 | 3 | 17 | 0
P_cost | 4 | 3 | 18 | 0
P_cost | 4 | 3 | 19 | 0
P_cost | 4 | 3 | 20 | 0
P_cost | 4 | 3 | 21 | 0
P_cost | 4 | 3 | 22 | 0
P_cost | 4 | 3 | 23 | 0
P_cost | 4 | 3 | 24 | 0
P_cost | 4 | 4 | 1 | 0
P_cost | 4 | 4 | 2 | 0
P_cost | 4 | 4 | 3 | 0
P_cost | 4 | 4 | 4 | 0
P_cost | 4 | 4 | 5 | 0
P_cost | 4 | 4 | 6 | 0
P_cost | 4 | 4 | 7 | 0
P_cost | 4 | 4 | 8 | 0
P_cost | 4 | 4 | 9 | 0
P_cost | 4 | 4 | 10 | 0
P_cost | 4 | 4 | 11 | 0
P_cost | 4 | 4 | 12 | 0
P_cost | 4 | 4 | 13 | 0
P_cost | 4 | 4 | 14 | 0
P_cost | 4 | 4 | 15 | 0
P_cost | 4 | 4 | 16 | 0
P_cost | 4 | 4 | 17 | 0
P_cost | 4 | 4 | 18 | 0
P_cost | 4 | 4 | 19 | 0
P_cost | 4 | 4 | 20 | 0
P_cost | 4 | 4 | 21 | 0
P_cost | 4 | 4 | 22 | 0
P_cost | 4 | 4 | 23 | 0
P_cost | 4 | 4 | 24 | 0
P_cost | 4 | 5 | 1 | 0
P_cost | 4 | 5 | 2 | 0
P_cost | 4 | 5 | 3 | 0
P_cost | 4 | 5 | 4 | 0
P_cost | 4 | 5 | 5 | 0
P_cost | 4 | 5 | 6 | 0
P_cost | 4 | 5 | 7 | 0
P_cost | 4 | 5 | 8 | 0
P_cost | 4 | 5 | 9 | 0
P_cost | 4 | 5 | 10 | 0
P_cost | 4 | 5 | 11 | 0
P_cost | 4 | 5 | 12 | 0
P_cost | 4 | 5 | 13 | 0
P_cost | 4 | 5 | 14 | 0
P_cost | 4 | 5 | 15 | 0
P_cost | 4 | 5 | 16 | 0
P_cost | 4 | 5 | 17 | 0
P_cost | 4 | 5 | 18 | 0
P_cost | 4 | 5 | 19 | 0
P_cost | 4 | 5 | 20 | 0
P_cost | 4 | 5 | 21 | 0
P_cost | 4 | 5 | 22 | 0
P_cost | 4 | 5 | 23 | 0
P_cost | 4 | 5 | 24 | 0
P_cost | 4 | 6 | 1 | 0
P_cost | 4 | 6 | 2 | 0
P_cost | 4 | 6 | 3 | 0
P_cost | 4 | 6 | 4 | 0
P_cost | 4 | 6 | 5 | 0
P_cost | 4 | 6 | 6 | 0
P_cost | 4 | 6 | 7 | 0
P_cost | 4 | 6 | 8 | 0
P_cost | 4 | 6 | 9 | 0
P_cost | 4 | 6 | 10 | 0
P_cost | 4 | 6 | 11 | 0
P_cost | 4 | 6 | 12 | 0
P_cost | 4 | 6 | 13 | 0
P_cost | 4 | 6 | 14 | 0
P_cost | 4 | 6 | 15 | 0
P_cost | 4 | 6 | 16 | 0
P_cost | 4 | 6 | 17 | 0
P_cost | 4 | 6 | 18 | 0
P_cost | 4 | 6 | 19 | 0
P_cost | 4 | 6 | 20 | 0
P_cost | 4 | 6 | 21 | 0
P_cost | 4 | 6 | 22 | 0
P_cost | 4 | 6 | 23 | 0
P_cost | 4 | 6 | 24 | 0
P_cost | 4 | 7 | 1 | 0
P_cost | 4 | 7 | 2 | 0
P_cost | 4 | 7 | 3 | 0
P_cost | 4 | 7 | 4 | 0
P_cost | 4 | 7 | 5 | 0
P_cost | 4 | 7 | 6 | 0
P_cost | 4 | 7 | 7 | 0
P_cost | 4 | 7 | 8 | 0
P_cost | 4 | 7 | 9 | 0
P_cost | 4 | 7 | 10 | 0
P_cost | 4 | 7 | 11 | 0
P_cost | 4 | 7 | 12 | 0
P_cost | 4 | 7 | 13 | 0
P_cost | 4 | 7 | 14 | 0
P_cost | 4 | 7 | 15 | 0
P_cost | 4 | 7 | 16 | 0
P_cost | 4 | 7 | 17 | 0
P_cost | 4 | 7 | 18 | 0
P_cost | 4 | 7 | 19 | 0
P_cost | 4 | 7 | 20 | 0
P_cost | 4 | 7 | 21 | 0
P_cost | 4 | 7 | 22 | 0
P_cost | 4 | 7 | 23 | 0
P_cost | 4 | 7 | 24 | 0
P_cost | 4 | 8 | 1 | 0
P_cost | 4 | 8 | 2 | 0
P_cost | 4 | 8 | 3 | 0
P_cost | 4 | 8 | 4 | 0
P_cost | 4 | 8 | 5 | 0
P_cost | 4 | 8 | 6 | 0
P_cost | 4 | 8 | 7 | 0
P_cost | 4 | 8 | 8 | 0
P_cost | 4 | 8 | 9 | 0
P_cost | 4 | 8 | 10 | 0
P_cost | 4 | 8 | 11 | 0
P_cost | 4 | 8 | 12 | 0
P_cost | 4 | 8 | 13 | 0
P_cost | 4 | 8 | 14 | 0
P_cost | 4 | 8 | 15 | 0
P_cost | 4 | 8 | 16 | 0
P_cost | 4 | 8 | 17 | 0
P_cost | 4 | 8 | 18 | 0
P_cost | 4 | 8 | 19 | 0
P_cost | 4 | 8 | 20 | 0
P_cost | 4 | 8 | 21 | 0
P_cost | 4 | 8 | 22 | 0
P_cost | 4 | 8 | 23 | 0
P_cost | 4 | 8 | 24 | 0
P_cost | 4 | 9 | 1 | 0
P_cost | 4 | 9 | 2 | 0
P_cost | 4 | 9 | 3 | 0
P_cost | 4 | 9 | 4 | 0
P_cost | 4 | 9 | 5 | 0
P_cost | 4 | 9 | 6 | 0
P_cost | 4 | 9 | 7 | 0
P_cost | 4 | 9 | 8 | 0
P_cost | 4 | 9 | 9 | 0
P_cost | 4 | 9 | 10 | 0
P_cost | 4 | 9 | 11 | 0
P_cost | 4 | 9 | 12 | 0
P_cost | 4 | 9 | 13 | 0
P_cost | 4 | 9 | 14 | 0
P_cost | 4 | 9 | 15 | 0
P_cost | 4 | 9 | 16 | 0
P_cost | 4 | 9 | 17 | 0
P_cost | 4 | 9 | 18 | 0
P_cost | 4 | 9 | 19 | 0
P_cost | 4 | 9 | 20 | 0
P_cost | 4 | 9 | 21 | 0
P_cost | 4 | 9 | 22 | 0
P_cost | 4 | 9 | 23 | 0
P_cost | 4 | 9 | 24 | 0
P_cost | 4 | 10 | 1 | 0
P_cost | 4 | 10 | 2 | 0
P_cost | 4 | 10 | 3 | 0
P_cost | 4 | 10 | 4 | 0
P_cost | 4 | 10 | 5 | 0
P_cost | 4 | 10 | 6 | 0
P_cost | 4 | 10 | 7 | 0
P_cost | 4 | 10 | 8 | 0
P_cost | 4 | 10 | 9 | 0
P_cost | 4 | 10 | 10 | 0
P_cost | 4 | 10 | 11 | 0
P_cost | 4 | 10 | 12 | 0
P_cost | 4 | 10 | 13 | 0
P_cost | 4 | 10 | 14 | 0
P_cost | 4 | 10 | 15 | 0
P_cost | 4 | 10 | 16 | 0
P_cost | 4 | 10 | 17 | 0
P_cost | 4 | 10 | 18 | 0
P_cost | 4 | 10 | 19 | 0
P_cost | 4 | 10 | 20 | 0
P_cost | 4 | 10 | 21 | 0
P_cost | 4 | 10 | 22 | 0
P_cost | 4 | 10 | 23 | 0
P_cost | 4 | 10 | 24 | 0
P_cost | 4 | 11 | 1 | 0
P_cost | 4 | 11 | 2 | 0
P_cost | 4 | 11 | 3 | 0
P_cost | 4 | 11 | 4 | 0
P_cost | 4 | 11 | 5 | 0
P_cost | 4 | 11 | 6 | 0
P_cost | 4 | 11 | 7 | 0
P_cost | 4 | 11 | 8 | 0
P_cost | 4 | 11 | 9 | 0
P_cost | 4 | 11 | 10 | 0
P_cost | 4 | 11 | 11 | 0
P_cost | 4 | 11 | 12 | 0
P_cost | 4 | 11 | 13 | 0
P_cost | 4 | 11 | 14 | 0
P_cost | 4 | 11 | 15 | 0
P_cost | 4 | 11 | 16 | 0
P_cost | 4 | 11 | 17 | 0
P_cost | 4 | 11 | 18 | 0
P_cost | 4 | 11 | 19 | 0
P_cost | 4 | 11 | 20 | 0
P_cost | 4 | 11 | 21 | 0
P_cost | 4 | 11 | 22 | 0
P_cost | 4 | 11 | 23 | 0
P_cost | 4 | 11 | 24 | 0
P_cost | 4 | 12 | 1 | 0
P_cost | 4 | 12 | 2 | 0
P_cost | 4 | 12 | 3 | 0
P_cost | 4 | 12 | 4 | 0
P_cost | 4 | 12 | 5 | 0
P_cost | 4 | 12 | 6 | 0
P_cost | 4 | 12 | 7 | 0
P_cost | 4 | 12 | 8 | 0
P_cost | 4 | 12 | 9 | 0
P_cost | 4 | 12 | 10 | 0
P_cost | 4 | 12 | 11 | 0
P_cost | 4 | 12 | 12 | 0
P_cost | 4 | 12 | 13 | 0
P_cost | 4 | 12 | 14 | 0
P_cost | 4 | 12 | 15 | 0
P_cost | 4 | 12 | 16 | 0
P_cost | 4 | 12 | 17 | 0
P_cost | 4 | 12 | 18 | 0
P_cost | 4 | 12 | 19 | 0
P_cost | 4 | 12 | 20 | 0
P_cost | 4 | 12 | 21 | 0
P_cost | 4 | 12 | 22 | 0
P_cost | 4 | 12 | 23 | 0
P_cost | 4 | 12 | 24 | 0
P_cost | 4 | 13 | 1 | 0
P_cost | 4 | 13 | 2 | 0
P_cost | 4 | 13 | 3 | 0
P_cost | 4 | 13 | 4 | 0
P_cost | 4 | 13 | 5 | 0
P_cost | 4 | 13 | 6 | 0
P_cost | 4 | 13 | 7 | 0
P_cost | 4 | 13 | 8 | 0
P_cost | 4 | 13 | 9 | 0
P_cost | 4 | 13 | 10 | 0
P_cost | 4 | 13 | 11 | 0
P_cost | 4 | 13 | 12 | 0
P_cost | 4 | 13 | 13 | 0
P_cost | 4 | 13 | 14 | 0
P_cost | 4 | 13 | 15 | 0
P_cost | 4 | 13 | 16 | 0
P_cost | 4 | 13 | 17 | 0
P_cost | 4 | 13 | 18 | 0
P_cost | 4 | 13 | 19 | 0
P_cost | 4 | 13 | 20 | 0
P_cost | 4 | 13 | 21 | 0
P_cost | 4 | 13 | 22 | 0
P_cost | 4 | 13 | 23 | 0
P_cost | 4 | 13 | 24 | 0
P_cost | 4 | 14 | 1 | 0
P_cost | 4 | 14 | 2 | 0
P_cost | 4 | 14 | 3 | 0
P_cost | 4 | 14 | 4 | 0
P_cost | 4 | 14 | 5 | 0
P_cost | 4 | 14 | 6 | 0
P_cost | 4 | 14 | 7 | 0
P_cost | 4 | 14 | 8 | 0
P_cost | 4 | 14 | 9 | 0
P_cost | 4 | 14 | 10 | 0
P_cost | 4 | 14 | 11 | 0
P_cost | 4 | 14 | 12 | 0
P_cost | 4 | 14 | 13 | 0
P_cost | 4 | 14 | 14 | 0
P_cost | 4 | 14 | 15 | 0
P_cost | 4 | 14 | 16 | 0
P_cost | 4 | 14 | 17 | 0
P_cost | 4 | 14 | 18 | 0
P_cost | 4 | 14 | 19 | 0
P_cost | 4 | 14 | 20 | 0
P_cost | 4 | 14 | 21 | 0
P_cost | 4 | 14 | 22 | 0
P_cost | 4 | 14 | 23 | 0
P_cost | 4 | 14 | 24 | 0
P_cost | 4 | 15 | 1 | 0
P_cost | 4 | 15 | 2 | 0
P_cost | 4 | 15 | 3 | 0
P_cost | 4 | 15 | 4 | 0
P_cost | 4 | 15 | 5 | 0
P_cost | 4 | 15 | 6 | 0
P_cost | 4 | 15 | 7 | 0
P_cost | 4 | 15 | 8 | 0
P_cost | 4 | 15 | 9 | 0
P_cost | 4 | 15 | 10 | 0
P_cost | 4 | 15 | 11 | 0
P_cost | 4 | 15 | 12 | 0
P_cost | 4 | 15 | 13 | 0
P_cost | 4 | 15 | 14 | 0
P_cost | 4 | 15 | 15 | 0
P_cost | 4 | 15 | 16 | 0
P_cost | 4 | 15 | 17 | 0
P_cost | 4 | 15 | 18 | 0
P_cost | 4 | 15 | 19 | 0
P_cost | 4 | 15 | 20 | 0
P_cost | 4 | 15 | 21 | 0
P_cost | 4 | 15 | 22 | 0
P_cost | 4 | 15 | 23 | 0
P_cost | 4 | 15 | 24 | 0
P_cost | 4 | 16 | 1 | 0
P_cost | 4 | 16 | 2 | 0
P_cost | 4 | 16 | 3 | 0
P_cost | 4 | 16 | 4 | 0
P_cost | 4 | 16 | 5 | 0
P_cost | 4 | 16 | 6 | 0
P_cost | 4 | 16 | 7 | 0
P_cost | 4 | 16 | 8 | 0
P_cost | 4 | 16 | 9 | 0
P_cost | 4 | 16 | 10 | 0
P_cost | 4 | 16 | 11 | 0
P_cost | 4 | 16 | 12 | 0
P_cost | 4 | 16 | 13 | 0
P_cost | 4 | 16 | 14 | 0
P_cost | 4 | 16 | 15 | 0
P_cost | 4 | 16 | 16 | 0
P_cost | 4 | 16 | 17 | 0
P_cost | 4 | 16 | 18 | 0
P_cost | 4 | 16 | 19 | 0
P_cost | 4 | 16 | 20 | 0
P_cost | 4 | 16 | 21 | 0
P_cost | 4 | 16 | 22 | 0
P_cost | 4 | 16 | 23 | 0
P_cost | 4 | 16 | 24 | 0
P_cost | 4 | 17 | 1 | 0
P_cost | 4 | 17 | 2 | 0
P_cost | 4 | 17 | 3 | 0
P_cost | 4 | 17 | 4 | 0
P_cost | 4 | 17 | 5 | 0
P_cost | 4 | 17 | 6 | 0
P_cost | 4 | 17 | 7 | 0
P_cost | 4 | 17 | 8 | 0
P_cost | 4 | 17 | 9 | 0
P_cost | 4 | 17 | 10 | 0
P_cost | 4 | 17 | 11 | 0
P_cost | 4 | 17 | 12 | 0
P_cost | 4 | 17 | 13 | 0
P_cost | 4 | 17 | 14 | 0
P_cost | 4 | 17 | 15 | 0
P_cost | 4 | 17 | 16 | 0
P_cost | 4 | 17 | 17 | 0
P_cost | 4 | 17 | 18 | 0
P_cost | 4 | 17 | 19 | 0
P_cost | 4 | 17 | 20 | 0
P_cost | 4 | 17 | 21 | 0
P_cost | 4 | 17 | 22 | 0
P_cost | 4 | 17 | 23 | 0
P_cost | 4 | 17 | 24 | 0
P_cost | 4 | 18 | 1 | 0
P_cost | 4 | 18 | 2 | 0
P_cost | 4 | 18 | 3 | 0
P_cost | 4 | 18 | 4 | 0
P_cost | 4 | 18 | 5 | 0
P_cost | 4 | 18 | 6 | 0
P_cost | 4 | 18 | 7 | 0
P_cost | 4 | 18 | 8 | 0
P_cost | 4 | 18 | 9 | 0
P_cost | 4 | 18 | 10 | 0
P_cost | 4 | 18 | 11 | 0
P_cost | 4 | 18 | 12 | 0
P_cost | 4 | 18 | 13 | 0
P_cost | 4 | 18 | 14 | 0
P_cost | 4 | 18 | 15 | 0
P_cost | 4 | 18 | 16 | 0
P_cost | 4 | 18 | 17 | 0
P_cost | 4 | 18 | 18 | 0
P_cost | 4 | 18 | 19 | 0
P_cost | 4 | 18 | 20 | 0
P_cost | 4 | 18 | 21 | 0
P_cost | 4 | 18 | 22 | 0
P_cost | 4 | 18 | 23 | 0
P_cost | 4 | 18 | 24 | 0
P_cost | 4 | 19 | 1 | 0
P_cost | 4 | 19 | 2 | 0
P_cost | 4 | 19 | 3 | 0
P_cost | 4 | 19 | 4 | 0
P_cost | 4 | 19 | 5 | 0
P_cost | 4 | 19 | 6 | 0
P_cost | 4 | 19 | 7 | 0
P_cost | 4 | 19 | 8 | 0
P_cost | 4 | 19 | 9 | 0
P_cost | 4 | 19 | 10 | 0
P_cost | 4 | 19 | 11 | 0
P_cost | 4 | 19 | 12 | 0
P_cost | 4 | 19 | 13 | 0
P_cost | 4 | 19 | 14 | 0
P_cost | 4 | 19 | 15 | 0
P_cost | 4 | 19 | 16 | 0
P_cost | 4 | 19 | 17 | 0
P_cost | 4 | 19 | 18 | 0
P_cost | 4 | 19 | 19 | 0
P_cost | 4 | 19 | 20 | 0
P_cost | 4 | 19 | 21 | 0
P_cost | 4 | 19 | 22 | 0
P_cost | 4 | 19 | 23 | 0
P_cost | 4 | 19 | 24 | 0
P_cost | 4 | 20 | 1 | 0
P_cost | 4 | 20 | 2 | 0
P_cost | 4 | 20 | 3 | 0
P_cost | 4 | 20 | 4 | 0
P_cost | 4 | 20 | 5 | 0
P_cost | 4 | 20 | 6 | 0
P_cost | 4 | 20 | 7 | 0
P_cost | 4 | 20 | 8 | 0
P_cost | 4 | 20 | 9 | 0
P_cost | 4 | 20 | 10 | 0
P_cost | 4 | 20 | 11 | 0
P_cost | 4 | 20 | 12 | 0
P_cost | 4 | 20 | 13 | 0
P_cost | 4 | 20 | 14 | 0
P_cost | 4 | 20 | 15 | 0
P_cost | 4 | 20 | 16 | 0
P_cost | 4 | 20 | 17 | 0
P_cost | 4 | 20 | 18 | 0
P_cost | 4 | 20 | 19 | 0
P_cost | 4 | 20 | 20 | 0
P_cost | 4 | 20 | 21 | 0
P_cost | 4 | 20 | 22 | 0
P_cost | 4 | 20 | 23 | 0
P_cost | 4 | 20 | 24 | 0
P_cost | 4 | 21 | 1 | 0
P_cost | 4 | 21 | 2 | 0
P_cost | 4 | 21 | 3 | 0
P_cost | 4 | 21 | 4 | 0
P_cost | 4 | 21 | 5 | 0
P_cost | 4 | 21 | 6 | 0
P_cost | 4 | 21 | 7 | 0
P_cost | 4 | 21 | 8 | 0
P_cost | 4 | 21 | 9 | 0
P_cost | 4 | 21 | 10 | 0
P_cost | 4 | 21 | 11 | 0
P_cost | 4 | 21 | 12 | 0
P_cost | 4 | 21 | 13 | 0
P_cost | 4 | 21 | 14 | 0
P_cost | 4 | 21 | 15 | 0
P_cost | 4 | 21 | 16 | 0
P_cost | 4 | 21 | 17 | 0
P_cost | 4 | 21 | 18 | 0
P_cost | 4 | 21 | 19 | 0
P_cost | 4 | 21 | 20 | 0
P_cost | 4 | 21 | 21 | 0
P_cost | 4 | 21 | 22 | 0
P_cost | 4 | 21 | 23 | 0
P_cost | 4 | 21 | 24 | 0
P_cost | 4 | 22 | 1 | 0
P_cost | 4 | 22 | 2 | 0
P_cost | 4 | 22 | 3 | 0
P_cost | 4 | 22 | 4 | 0
P_cost | 4 | 22 | 5 | 0
P_cost | 4 | 22 | 6 | 0
P_cost | 4 | 22 | 7 | 0
P_cost | 4 | 22 | 8 | 0
P_cost | 4 | 22 | 9 | 0
P_cost | 4 | 22 | 10 | 0
P_cost | 4 | 22 | 11 | 0
P_cost | 4 | 22 | 12 | 0
P_cost | 4 | 22 | 13 | 0
P_cost | 4 | 22 | 14 | 0
P_cost | 4 | 22 | 15 | 0
P_cost | 4 | 22 | 16 | 0
P_cost | 4 | 22 | 17 | 0
P_cost | 4 | 22 | 18 | 0
P_cost | 4 | 22 | 19 | 0
P_cost | 4 | 22 | 20 | 0
P_cost | 4 | 22 | 21 | 0
P_cost | 4 | 22 | 22 | 0
P_cost | 4 | 22 | 23 | 0
P_cost | 4 | 22 | 24 | 0
P_cost | 4 | 23 | 1 | 0
P_cost | 4 | 23 | 2 | 0
P_cost | 4 | 23 | 3 | 0
P_cost | 4 | 23 | 4 | 0
P_cost | 4 | 23 | 5 | 0
P_cost | 4 | 23 | 6 | 0
P_cost | 4 | 23 | 7 | 0
P_cost | 4 | 23 | 8 | 0
P_cost | 4 | 23 | 9 | 0
P_cost | 4 | 23 | 10 | 0
P_cost | 4 | 23 | 11 | 0
P_cost | 4 | 23 | 12 | 0
P_cost | 4 | 23 | 13 | 0
P_cost | 4 | 23 | 14 | 0
P_cost | 4 | 23 | 15 | 0
P_cost | 4 | 23 | 16 | 0
P_cost | 4 | 23 | 17 | 0
P_cost | 4 | 23 | 18 | 0
P_cost | 4 | 23 | 19 | 0
P_cost | 4 | 23 | 20 | 0
P_cost | 4 | 23 | 21 | 0
P_cost | 4 | 23 | 22 | 0
P_cost | 4 | 23 | 23 | 0
P_cost | 4 | 23 | 24 | 0
P_cost | 4 | 24 | 1 | 0
P_cost | 4 | 24 | 2 | 0
P_cost | 4 | 24 | 3 | 0
P_cost | 4 | 24 | 4 | 0
P_cost | 4 | 24 | 5 | 0
P_cost | 4 | 24 | 6 | 0
P_cost | 4 | 24 | 7 | 0
P_cost | 4 | 24 | 8 | 0
P_cost | 4 | 24 | 9 | 0
P_cost | 4 | 24 | 10 | 0
P_cost | 4 | 24 | 11 | 0
P_cost | 4 | 24 | 12 | 0
P_cost | 4 | 24 | 13 | 0
P_cost | 4 | 24 | 14 | 0
P_cost | 4 | 24 | 15 | 0
P_cost | 4 | 24 | 16 | 0
P_cost | 4 | 24 | 17 | 0
P_cost | 4 | 24 | 18 | 0
P_cost | 4 | 24 | 19 | 0
P_cost | 4 | 24 | 20 | 0
P_cost | 4 | 24 | 21 | 0
P_cost | 4 | 24 | 22 | 0
P_cost | 4 | 24 | 23 | 0
P_cost | 4 | 24 | 24 | 0
P_cost | 4 | 25 | 1 | 0
P_cost | 4 | 25 | 2 | 0
P_cost | 4 | 25 | 3 | 0
P_cost | 4 | 25 | 4 | 0
P_cost | 4 | 25 | 5 | 0
P_cost | 4 | 25 | 6 | 0
P_cost | 4 | 25 | 7 | 0
P_cost | 4 | 25 | 8 | 0
P_cost | 4 | 25 | 9 | 0
P_cost | 4 | 25 | 10 | 0
P_cost | 4 | 25 | 11 | 0
P_cost | 4 | 25 | 12 | 0
P_cost | 4 | 25 | 13 | 0
P_cost | 4 | 25 | 14 | 0
P_cost | 4 | 25 | 15 | 0
P_cost | 4 | 25 | 16 | 0
P_cost | 4 | 25 | 17 | 0
P_cost | 4 | 25 | 18 | 0
P_cost | 4 | 25 | 19 | 0
P_cost | 4 | 25 | 20 | 0
P_cost | 4 | 25 | 21 | 0
P_cost | 4 | 25 | 22 | 0
P_cost | 4 | 25 | 23 | 0
P_cost | 4 | 25 | 24 | 0
P_cost | 4 | 26 | 1 | 0
P_cost | 4 | 26 | 2 | 0
P_cost | 4 | 26 | 3 | 0
P_cost | 4 | 26 | 4 | 0
P_cost | 4 | 26 | 5 | 0
P_cost | 4 | 26 | 6 | 0
P_cost | 4 | 26 | 7 | 0
P_cost | 4 | 26 | 8 | 0
P_cost | 4 | 26 | 9 | 0
P_cost | 4 | 26 | 10 | 0
P_cost | 4 | 26 | 11 | 0
P_cost | 4 | 26 | 12 | 0
P_cost | 4 | 26 | 13 | 0
P_cost | 4 | 26 | 14 | 0
P_cost | 4 | 26 | 15 | 0
P_cost | 4 | 26 | 16 | 0
P_cost | 4 | 26 | 17 | 0
P_cost | 4 | 26 | 18 | 0
P_cost | 4 | 26 | 19 | 0
P_cost | 4 | 26 | 20 | 0
P_cost | 4 | 26 | 21 | 0
P_cost | 4 | 26 | 22 | 0
P_cost | 4 | 26 | 23 | 0
P_cost | 4 | 26 | 24 | 0
P_cost | 4 | 27 | 1 | 0
P_cost | 4 | 27 | 2 | 0
P_cost | 4 | 27 | 3 | 0
P_cost | 4 | 27 | 4 | 0
P_cost | 4 | 27 | 5 | 0
P_cost | 4 | 27 | 6 | 0
P_cost | 4 | 27 | 7 | 0
P_cost | 4 | 27 | 8 | 0
P_cost | 4 | 27 | 9 | 0
P_cost | 4 | 27 | 10 | 0
P_cost | 4 | 27 | 11 | 0
P_cost | 4 | 27 | 12 | 0
P_cost | 4 | 27 | 13 | 0
P_cost | 4 | 27 | 14 | 0
P_cost | 4 | 27 | 15 | 0
P_cost | 4 | 27 | 16 | 0
P_cost | 4 | 27 | 17 | 0
P_cost | 4 | 27 | 18 | 0
P_cost | 4 | 27 | 19 | 0
P_cost | 4 | 27 | 20 | 0
P_cost | 4 | 27 | 21 | 0
P_cost | 4 | 27 | 22 | 0
P_cost | 4 | 27 | 23 | 0
P_cost | 4 | 27 | 24 | 0
P_cost | 4 | 28 | 1 | 0
P_cost | 4 | 28 | 2 | 0
P_cost | 4 | 28 | 3 | 0
P_cost | 4 | 28 | 4 | 0
P_cost | 4 | 28 | 5 | 0
P_cost | 4 | 28 | 6 | 0
P_cost | 4 | 28 | 7 | 0
P_cost | 4 | 28 | 8 | 0
P_cost | 4 | 28 | 9 | 0
P_cost | 4 | 28 | 10 | 0
P_cost | 4 | 28 | 11 | 0
P_cost | 4 | 28 | 12 | 0
P_cost | 4 | 28 | 13 | 0
P_cost | 4 | 28 | 14 | 0
P_cost | 4 | 28 | 15 | 0
P_cost | 4 | 28 | 16 | 0
P_cost | 4 | 28 | 17 | 0
P_cost | 4 | 28 | 18 | 0
P_cost | 4 | 28 | 19 | 0
P_cost | 4 | 28 | 20 | 0
P_cost | 4 | 28 | 21 | 0
P_cost | 4 | 28 | 22 | 0
P_cost | 4 | 28 | 23 | 0
P_cost | 4 | 28 | 24 | 0
P_cost | 4 | 29 | 1 | 0
P_cost | 4 | 29 | 2 | 0
P_cost | 4 | 29 | 3 | 0
P_cost | 4 | 29 | 4 | 0
P_cost | 4 | 29 | 5 | 0
P_cost | 4 | 29 | 6 | 0
P_cost | 4 | 29 | 7 | 0
P_cost | 4 | 29 | 8 | 0
P_cost | 4 | 29 | 9 | 0
P_cost | 4 | 29 | 10 | 0
P_cost | 4 | 29 | 11 | 0
P_cost | 4 | 29 | 12 | 0
P_cost | 4 | 29 | 13 | 0
P_cost | 4 | 29 | 14 | 0
P_cost | 4 | 29 | 15 | 0
P_cost | 4 | 29 | 16 | 0
P_cost | 4 | 29 | 17 | 0
P_cost | 4 | 29 | 18 | 0
P_cost | 4 | 29 | 19 | 0
P_cost | 4 | 29 | 20 | 0
P_cost | 4 | 29 | 21 | 0
P_cost | 4 | 29 | 22 | 0
P_cost | 4 | 29 | 23 | 0
P_cost | 4 | 29 | 24 | 0
P_cost | 4 | 30 | 1 | 0
P_cost | 4 | 30 | 2 | 0
P_cost | 4 | 30 | 3 | 0
P_cost | 4 | 30 | 4 | 0
P_cost | 4 | 30 | 5 | 0
P_cost | 4 | 30 | 6 | 0
P_cost | 4 | 30 | 7 | 0
P_cost | 4 | 30 | 8 | 0
P_cost | 4 | 30 | 9 | 0
P_cost | 4 | 30 | 10 | 0
P_cost | 4 | 30 | 11 | 0
P_cost | 4 | 30 | 12 | 0
P_cost | 4 | 30 | 13 | 0
P_cost | 4 | 30 | 14 | 0
P_cost | 4 | 30 | 15 | 0
P_cost | 4 | 30 | 16 | 0
P_cost | 4 | 30 | 17 | 0
P_cost | 4 | 30 | 18 | 0
P_cost | 4 | 30 | 19 | 0
P_cost | 4 | 30 | 20 | 0
P_cost | 4 | 30 | 21 | 0
P_cost | 4 | 30 | 22 | 0
P_cost | 4 | 30 | 23 | 0
P_cost | 4 | 30 | 24 | 0
P_cost | 4 | 31 | 1 | 0
P_cost | 4 | 31 | 2 | 0
P_cost | 4 | 31 | 3 | 0
P_cost | 4 | 31 | 4 | 0
P_cost | 4 | 31 | 5 | 0
P_cost | 4 | 31 | 6 | 0
P_cost | 4 | 31 | 7 | 0
P_cost | 4 | 31 | 8 | 0
P_cost | 4 | 31 | 9 | 0
P_cost | 4 | 31 | 10 | 0
P_cost | 4 | 31 | 11 | 0
P_cost | 4 | 31 | 12 | 0
P_cost | 4 | 31 | 13 | 0
P_cost | 4 | 31 | 14 | 0
P_cost | 4 | 31 | 15 | 0
P_cost | 4 | 31 | 16 | 0
P_cost | 4 | 31 | 17 | 0
P_cost | 4 | 31 | 18 | 0
P_cost | 4 | 31 | 19 | 0
P_cost | 4 | 31 | 20 | 0
P_cost | 4 | 31 | 21 | 0
P_cost | 4 | 31 | 22 | 0
P_cost | 4 | 31 | 23 | 0
P_cost | 4 | 31 | 24 | 0
P_cost | 4 | 32 | 1 | 0
P_cost | 4 | 32 | 2 | 0
P_cost | 4 | 32 | 3 | 0
P_cost | 4 | 32 | 4 | 0
P_cost | 4 | 32 | 5 | 0
P_cost | 4 | 32 | 6 | 0
P_cost | 4 | 32 | 7 | 0
P_cost | 4 | 32 | 8 | 0
P_cost | 4 | 32 | 9 | 0
P_cost | 4 | 32 | 10 | 0
P_cost | 4 | 32 | 11 | 0
P_cost | 4 | 32 | 12 | 0
P_cost | 4 | 32 | 13 | 0
P_cost | 4 | 32 | 14 | 0
P_cost | 4 | 32 | 15 | 0
P_cost | 4 | 32 | 16 | 0
P_cost | 4 | 32 | 17 | 0
P_cost | 4 | 32 | 18 | 0
P_cost | 4 | 32 | 19 | 0
P_cost | 4 | 32 | 20 | 0
P_cost | 4 | 32 | 21 | 0
P_cost | 4 | 32 | 22 | 0
P_cost | 4 | 32 | 23 | 0
P_cost | 4 | 32 | 24 | 0
P_cost | 4 | 33 | 1 | 0
P_cost | 4 | 33 | 2 | 0
P_cost | 4 | 33 | 3 | 0
P_cost | 4 | 33 | 4 | 0
P_cost | 4 | 33 | 5 | 0
P_cost | 4 | 33 | 6 | 0
P_cost | 4 | 33 | 7 | 0
P_cost | 4 | 33 | 8 | 0
P_cost | 4 | 33 | 9 | 0
P_cost | 4 | 33 | 10 | 0
P_cost | 4 | 33 | 11 | 0
P_cost | 4 | 33 | 12 | 0
P_cost | 4 | 33 | 13 | 0
P_cost | 4 | 33 | 14 | 0
P_cost | 4 | 33 | 15 | 0
P_cost | 4 | 33 | 16 | 0
P_cost | 4 | 33 | 17 | 0
P_cost | 4 | 33 | 18 | 0
P_cost | 4 | 33 | 19 | 0
P_cost | 4 | 33 | 20 | 0
P_cost | 4 | 33 | 21 | 0
P_cost | 4 | 33 | 22 | 0
P_cost | 4 | 33 | 23 | 0
P_cost | 4 | 33 | 24 | 0
P_cost | 5 | 1 | 1 | 0
P_cost | 5 | 1 | 2 | 0
P_cost | 5 | 1 | 3 | 0
P_cost | 5 | 1 | 4 | 0
P_cost | 5 | 1 | 5 | 0
P_cost | 5 | 1 | 6 | 0
P_cost | 5 | 1 | 7 | 0
P_cost | 5 | 1 | 8 | 0
P_cost | 5 | 1 | 9 | 0
P_cost | 5 | 1 | 10 | 0
P_cost | 5 | 1 | 11 | 0
P_cost | 5 | 1 | 12 | 0
P_cost | 5 | 1 | 13 | 0
P_cost | 5 | 1 | 14 | 0
P_cost | 5 | 1 | 15 | 0
P_cost | 5 | 1 | 16 | 0
P_cost | 5 | 1 | 17 | 0
P_cost | 5 | 1 | 18 | 0
P_cost | 5 | 1 | 19 | 0
P_cost | 5 | 1 | 20 | 0
P_cost | 5 | 1 | 21 | 0
P_cost | 5 | 1 | 22 | 0
P_cost | 5 | 1 | 23 | 0
P_cost | 5 | 1 | 24 | 0
P_cost | 5 | 2 | 1 | 0
P_cost | 5 | 2 | 2 | 0
P_cost | 5 | 2 | 3 | 0
P_cost | 5 | 2 | 4 | 0
P_cost | 5 | 2 | 5 | 0
P_cost | 5 | 2 | 6 | 0
P_cost | 5 | 2 | 7 | 0
P_cost | 5 | 2 | 8 | 0
P_cost | 5 | 2 | 9 | 0
P_cost | 5 | 2 | 10 | 0
P_cost | 5 | 2 | 11 | 0
P_cost | 5 | 2 | 12 | 0
P_cost | 5 | 2 | 13 | 0
P_cost | 5 | 2 | 14 | 0
P_cost | 5 | 2 | 15 | 0
P_cost | 5 | 2 | 16 | 0
P_cost | 5 | 2 | 17 | 0
P_cost | 5 | 2 | 18 | 0
P_cost | 5 | 2 | 19 | 0
P_cost | 5 | 2 | 20 | 0
P_cost | 5 | 2 | 21 | 0
P_cost | 5 | 2 | 22 | 0
P_cost | 5 | 2 | 23 | 0
P_cost | 5 | 2 | 24 | 0
P_cost | 5 | 3 | 1 | 0
P_cost | 5 | 3 | 2 | 0
P_cost | 5 | 3 | 3 | 0
P_cost | 5 | 3 | 4 | 0
P_cost | 5 | 3 | 5 | 0
P_cost | 5 | 3 | 6 | 0
P_cost | 5 | 3 | 7 | 0
P_cost | 5 | 3 | 8 | 0
P_cost | 5 | 3 | 9 | 0
P_cost | 5 | 3 | 10 | 0
P_cost | 5 | 3 | 11 | 0
P_cost | 5 | 3 | 12 | 0
P_cost | 5 | 3 | 13 | 0
P_cost | 5 | 3 | 14 | 0
P_cost | 5 | 3 | 15 | 0
P_cost | 5 | 3 | 16 | 0
P_cost | 5 | 3 | 17 | 0
P_cost | 5 | 3 | 18 | 0
P_cost | 5 | 3 | 19 | 0
P_cost | 5 | 3 | 20 | 0
P_cost | 5 | 3 | 21 | 0
P_cost | 5 | 3 | 22 | 0
P_cost | 5 | 3 | 23 | 0
P_cost | 5 | 3 | 24 | 0
P_cost | 5 | 4 | 1 | 0
P_cost | 5 | 4 | 2 | 0
P_cost | 5 | 4 | 3 | 0
P_cost | 5 | 4 | 4 | 0
P_cost | 5 | 4 | 5 | 0
P_cost | 5 | 4 | 6 | 0
P_cost | 5 | 4 | 7 | 0
P_cost | 5 | 4 | 8 | 0
P_cost | 5 | 4 | 9 | 0
P_cost | 5 | 4 | 10 | 0
P_cost | 5 | 4 | 11 | 0
P_cost | 5 | 4 | 12 | 0
P_cost | 5 | 4 | 13 | 0
P_cost | 5 | 4 | 14 | 0
P_cost | 5 | 4 | 15 | 0
P_cost | 5 | 4 | 16 | 0
P_cost | 5 | 4 | 17 | 0
P_cost | 5 | 4 | 18 | 0
P_cost | 5 | 4 | 19 | 0
P_cost | 5 | 4 | 20 | 0
P_cost | 5 | 4 | 21 | 0
P_cost | 5 | 4 | 22 | 0
P_cost | 5 | 4 | 23 | 0
P_cost | 5 | 4 | 24 | 0
P_cost | 5 | 5 | 1 | 0
P_cost | 5 | 5 | 2 | 0
P_cost | 5 | 5 | 3 | 0
P_cost | 5 | 5 | 4 | 0
P_cost | 5 | 5 | 5 | 0
P_cost | 5 | 5 | 6 | 0
P_cost | 5 | 5 | 7 | 0
P_cost | 5 | 5 | 8 | 0
P_cost | 5 | 5 | 9 | 0
P_cost | 5 | 5 | 10 | 0
P_cost | 5 | 5 | 11 | 0
P_cost | 5 | 5 | 12 | 0
P_cost | 5 | 5 | 13 | 0
P_cost | 5 | 5 | 14 | 0
P_cost | 5 | 5 | 15 | 0
P_cost | 5 | 5 | 16 | 0
P_cost | 5 | 5 | 17 | 0
P_cost | 5 | 5 | 18 | 0
P_cost | 5 | 5 | 19 | 0
P_cost | 5 | 5 | 20 | 0
P_cost | 5 | 5 | 21 | 0
P_cost | 5 | 5 | 22 | 0
P_cost | 5 | 5 | 23 | 0
P_cost | 5 | 5 | 24 | 0
P_cost | 5 | 6 | 1 | 0
P_cost | 5 | 6 | 2 | 0
P_cost | 5 | 6 | 3 | 0
P_cost | 5 | 6 | 4 | 0
P_cost | 5 | 6 | 5 | 0
P_cost | 5 | 6 | 6 | 0
P_cost | 5 | 6 | 7 | 0
P_cost | 5 | 6 | 8 | 0
P_cost | 5 | 6 | 9 | 0
P_cost | 5 | 6 | 10 | 0
P_cost | 5 | 6 | 11 | 0
P_cost | 5 | 6 | 12 | 0
P_cost | 5 | 6 | 13 | 0
P_cost | 5 | 6 | 14 | 0
P_cost | 5 | 6 | 15 | 0
P_cost | 5 | 6 | 16 | 0
P_cost | 5 | 6 | 17 | 0
P_cost | 5 | 6 | 18 | 0
P_cost | 5 | 6 | 19 | 0
P_cost | 5 | 6 | 20 | 0
P_cost | 5 | 6 | 21 | 0
P_cost | 5 | 6 | 22 | 0
P_cost | 5 | 6 | 23 | 0
P_cost | 5 | 6 | 24 | 0
P_cost | 5 | 7 | 1 | 0
P_cost | 5 | 7 | 2 | 0
P_cost | 5 | 7 | 3 | 0
P_cost | 5 | 7 | 4 | 0
P_cost | 5 | 7 | 5 | 0
P_cost | 5 | 7 | 6 | 0
P_cost | 5 | 7 | 7 | 0
P_cost | 5 | 7 | 8 | 0
P_cost | 5 | 7 | 9 | 0
P_cost | 5 | 7 | 10 | 0
P_cost | 5 | 7 | 11 | 0
P_cost | 5 | 7 | 12 | 0
P_cost | 5 | 7 | 13 | 0
P_cost | 5 | 7 | 14 | 0
P_cost | 5 | 7 | 15 | 0
P_cost | 5 | 7 | 16 | 0
P_cost | 5 | 7 | 17 | 0
P_cost | 5 | 7 | 18 | 0
P_cost | 5 | 7 | 19 | 0
P_cost | 5 | 7 | 20 | 0
P_cost | 5 | 7 | 21 | 0
P_cost | 5 | 7 | 22 | 0
P_cost | 5 | 7 | 23 | 0
P_cost | 5 | 7 | 24 | 0
P_cost | 5 | 8 | 1 | 0
P_cost | 5 | 8 | 2 | 0
P_cost | 5 | 8 | 3 | 0
P_cost | 5 | 8 | 4 | 0
P_cost | 5 | 8 | 5 | 0
P_cost | 5 | 8 | 6 | 0
P_cost | 5 | 8 | 7 | 0
P_cost | 5 | 8 | 8 | 0
P_cost | 5 | 8 | 9 | 0
P_cost | 5 | 8 | 10 | 0
P_cost | 5 | 8 | 11 | 0
P_cost | 5 | 8 | 12 | 0
P_cost | 5 | 8 | 13 | 0
P_cost | 5 | 8 | 14 | 0
P_cost | 5 | 8 | 15 | 0
P_cost | 5 | 8 | 16 | 0
P_cost | 5 | 8 | 17 | 0
P_cost | 5 | 8 | 18 | 0
P_cost | 5 | 8 | 19 | 0
P_cost | 5 | 8 | 20 | 0
P_cost | 5 | 8 | 21 | 0
P_cost | 5 | 8 | 22 | 0
P_cost | 5 | 8 | 23 | 0
P_cost | 5 | 8 | 24 | 0
P_cost | 5 | 9 | 1 | 0
P_cost | 5 | 9 | 2 | 0
P_cost | 5 | 9 | 3 | 0
P_cost | 5 | 9 | 4 | 0
P_cost | 5 | 9 | 5 | 0
P_cost | 5 | 9 | 6 | 0
P_cost | 5 | 9 | 7 | 0
P_cost | 5 | 9 | 8 | 0
P_cost | 5 | 9 | 9 | 0
P_cost | 5 | 9 | 10 | 0
P_cost | 5 | 9 | 11 | 0
P_cost | 5 | 9 | 12 | 0
P_cost | 5 | 9 | 13 | 0
P_cost | 5 | 9 | 14 | 0
P_cost | 5 | 9 | 15 | 0
P_cost | 5 | 9 | 16 | 0
P_cost | 5 | 9 | 17 | 0
P_cost | 5 | 9 | 18 | 0
P_cost | 5 | 9 | 19 | 0
P_cost | 5 | 9 | 20 | 0
P_cost | 5 | 9 | 21 | 0
P_cost | 5 | 9 | 22 | 0
P_cost | 5 | 9 | 23 | 0
P_cost | 5 | 9 | 24 | 0
P_cost | 5 | 10 | 1 | 0
P_cost | 5 | 10 | 2 | 0
P_cost | 5 | 10 | 3 | 0
P_cost | 5 | 10 | 4 | 0
P_cost | 5 | 10 | 5 | 0
P_cost | 5 | 10 | 6 | 0
P_cost | 5 | 10 | 7 | 0
P_cost | 5 | 10 | 8 | 0
P_cost | 5 | 10 | 9 | 0
P_cost | 5 | 10 | 10 | 0
P_cost | 5 | 10 | 11 | 0
P_cost | 5 | 10 | 12 | 0
P_cost | 5 | 10 | 13 | 0
P_cost | 5 | 10 | 14 | 0
P_cost | 5 | 10 | 15 | 0
P_cost | 5 | 10 | 16 | 0
P_cost | 5 | 10 | 17 | 0
P_cost | 5 | 10 | 18 | 0
P_cost | 5 | 10 | 19 | 0
P_cost | 5 | 10 | 20 | 0
P_cost | 5 | 10 | 21 | 0
P_cost | 5 | 10 | 22 | 0
P_cost | 5 | 10 | 23 | 0
P_cost | 5 | 10 | 24 | 0
P_cost | 5 | 11 | 1 | 0
P_cost | 5 | 11 | 2 | 0
P_cost | 5 | 11 | 3 | 0
P_cost | 5 | 11 | 4 | 0
P_cost | 5 | 11 | 5 | 0
P_cost | 5 | 11 | 6 | 0
P_cost | 5 | 11 | 7 | 0
P_cost | 5 | 11 | 8 | 0
P_cost | 5 | 11 | 9 | 0
P_cost | 5 | 11 | 10 | 0
P_cost | 5 | 11 | 11 | 0
P_cost | 5 | 11 | 12 | 0
P_cost | 5 | 11 | 13 | 0
P_cost | 5 | 11 | 14 | 0
P_cost | 5 | 11 | 15 | 0
P_cost | 5 | 11 | 16 | 0
P_cost | 5 | 11 | 17 | 0
P_cost | 5 | 11 | 18 | 0
P_cost | 5 | 11 | 19 | 0
P_cost | 5 | 11 | 20 | 0
P_cost | 5 | 11 | 21 | 0
P_cost | 5 | 11 | 22 | 0
P_cost | 5 | 11 | 23 | 0
P_cost | 5 | 11 | 24 | 0
P_cost | 5 | 12 | 1 | 0
P_cost | 5 | 12 | 2 | 0
P_cost | 5 | 12 | 3 | 0
P_cost | 5 | 12 | 4 | 0
P_cost | 5 | 12 | 5 | 0
P_cost | 5 | 12 | 6 | 0
P_cost | 5 | 12 | 7 | 0
P_cost | 5 | 12 | 8 | 0
P_cost | 5 | 12 | 9 | 0
P_cost | 5 | 12 | 10 | 0
P_cost | 5 | 12 | 11 | 0
P_cost | 5 | 12 | 12 | 0
P_cost | 5 | 12 | 13 | 0
P_cost | 5 | 12 | 14 | 0
P_cost | 5 | 12 | 15 | 0
P_cost | 5 | 12 | 16 | 0
P_cost | 5 | 12 | 17 | 0
P_cost | 5 | 12 | 18 | 0
P_cost | 5 | 12 | 19 | 0
P_cost | 5 | 12 | 20 | 0
P_cost | 5 | 12 | 21 | 0
P_cost | 5 | 12 | 22 | 0
P_cost | 5 | 12 | 23 | 0
P_cost | 5 | 12 | 24 | 0
P_cost | 5 | 13 | 1 | 0
P_cost | 5 | 13 | 2 | 0
P_cost | 5 | 13 | 3 | 0
P_cost | 5 | 13 | 4 | 0
P_cost | 5 | 13 | 5 | 0
P_cost | 5 | 13 | 6 | 0
P_cost | 5 | 13 | 7 | 0
P_cost | 5 | 13 | 8 | 0
P_cost | 5 | 13 | 9 | 0
P_cost | 5 | 13 | 10 | 0
P_cost | 5 | 13 | 11 | 0
P_cost | 5 | 13 | 12 | 0
P_cost | 5 | 13 | 13 | 0
P_cost | 5 | 13 | 14 | 0
P_cost | 5 | 13 | 15 | 0
P_cost | 5 | 13 | 16 | 0
P_cost | 5 | 13 | 17 | 0
P_cost | 5 | 13 | 18 | 0
P_cost | 5 | 13 | 19 | 0
P_cost | 5 | 13 | 20 | 0
P_cost | 5 | 13 | 21 | 0
P_cost | 5 | 13 | 22 | 0
P_cost | 5 | 13 | 23 | 0
P_cost | 5 | 13 | 24 | 0
P_cost | 5 | 14 | 1 | 0
P_cost | 5 | 14 | 2 | 0
P_cost | 5 | 14 | 3 | 0
P_cost | 5 | 14 | 4 | 0
P_cost | 5 | 14 | 5 | 0
P_cost | 5 | 14 | 6 | 0
P_cost | 5 | 14 | 7 | 0
P_cost | 5 | 14 | 8 | 0
P_cost | 5 | 14 | 9 | 0
P_cost | 5 | 14 | 10 | 0
P_cost | 5 | 14 | 11 | 0
P_cost | 5 | 14 | 12 | 0
P_cost | 5 | 14 | 13 | 0
P_cost | 5 | 14 | 14 | 0
P_cost | 5 | 14 | 15 | 0
P_cost | 5 | 14 | 16 | 0
P_cost | 5 | 14 | 17 | 0
P_cost | 5 | 14 | 18 | 0
P_cost | 5 | 14 | 19 | 0
P_cost | 5 | 14 | 20 | 0
P_cost | 5 | 14 | 21 | 0
P_cost | 5 | 14 | 22 | 0
P_cost | 5 | 14 | 23 | 0
P_cost | 5 | 14 | 24 | 0
P_cost | 5 | 15 | 1 | 0
P_cost | 5 | 15 | 2 | 0
P_cost | 5 | 15 | 3 | 0
P_cost | 5 | 15 | 4 | 0
P_cost | 5 | 15 | 5 | 0
P_cost | 5 | 15 | 6 | 0
P_cost | 5 | 15 | 7 | 0
P_cost | 5 | 15 | 8 | 0
P_cost | 5 | 15 | 9 | 0
P_cost | 5 | 15 | 10 | 0
P_cost | 5 | 15 | 11 | 0
P_cost | 5 | 15 | 12 | 0
P_cost | 5 | 15 | 13 | 0
P_cost | 5 | 15 | 14 | 0
P_cost | 5 | 15 | 15 | 0
P_cost | 5 | 15 | 16 | 0
P_cost | 5 | 15 | 17 | 0
P_cost | 5 | 15 | 18 | 0
P_cost | 5 | 15 | 19 | 0
P_cost | 5 | 15 | 20 | 0
P_cost | 5 | 15 | 21 | 0
P_cost | 5 | 15 | 22 | 0
P_cost | 5 | 15 | 23 | 0
P_cost | 5 | 15 | 24 | 0
P_cost | 5 | 16 | 1 | 0
P_cost | 5 | 16 | 2 | 0
P_cost | 5 | 16 | 3 | 0
P_cost | 5 | 16 | 4 | 0
P_cost | 5 | 16 | 5 | 0
P_cost | 5 | 16 | 6 | 0
P_cost | 5 | 16 | 7 | 0
P_cost | 5 | 16 | 8 | 0
P_cost | 5 | 16 | 9 | 0
P_cost | 5 | 16 | 10 | 0
P_cost | 5 | 16 | 11 | 0
P_cost | 5 | 16 | 12 | 0
P_cost | 5 | 16 | 13 | 0
P_cost | 5 | 16 | 14 | 0
P_cost | 5 | 16 | 15 | 0
P_cost | 5 | 16 | 16 | 0
P_cost | 5 | 16 | 17 | 0
P_cost | 5 | 16 | 18 | 0
P_cost | 5 | 16 | 19 | 0
P_cost | 5 | 16 | 20 | 0
P_cost | 5 | 16 | 21 | 0
P_cost | 5 | 16 | 22 | 0
P_cost | 5 | 16 | 23 | 0
P_cost | 5 | 16 | 24 | 0
P_cost | 5 | 17 | 1 | 0
P_cost | 5 | 17 | 2 | 0
P_cost | 5 | 17 | 3 | 0
P_cost | 5 | 17 | 4 | 0
P_cost | 5 | 17 | 5 | 0
P_cost | 5 | 17 | 6 | 0
P_cost | 5 | 17 | 7 | 0
P_cost | 5 | 17 | 8 | 0
P_cost | 5 | 17 | 9 | 0
P_cost | 5 | 17 | 10 | 0
P_cost | 5 | 17 | 11 | 0
P_cost | 5 | 17 | 12 | 0
P_cost | 5 | 17 | 13 | 0
P_cost | 5 | 17 | 14 | 0
P_cost | 5 | 17 | 15 | 0
P_cost | 5 | 17 | 16 | 0
P_cost | 5 | 17 | 17 | 0
P_cost | 5 | 17 | 18 | 0
P_cost | 5 | 17 | 19 | 0
P_cost | 5 | 17 | 20 | 0
P_cost | 5 | 17 | 21 | 0
P_cost | 5 | 17 | 22 | 0
P_cost | 5 | 17 | 23 | 0
P_cost | 5 | 17 | 24 | 0
P_cost | 5 | 18 | 1 | 0
P_cost | 5 | 18 | 2 | 0
P_cost | 5 | 18 | 3 | 0
P_cost | 5 | 18 | 4 | 0
P_cost | 5 | 18 | 5 | 0
P_cost | 5 | 18 | 6 | 0
P_cost | 5 | 18 | 7 | 0
P_cost | 5 | 18 | 8 | 0
P_cost | 5 | 18 | 9 | 0
P_cost | 5 | 18 | 10 | 0
P_cost | 5 | 18 | 11 | 0
P_cost | 5 | 18 | 12 | 0
P_cost | 5 | 18 | 13 | 0
P_cost | 5 | 18 | 14 | 0
P_cost | 5 | 18 | 15 | 0
P_cost | 5 | 18 | 16 | 0
P_cost | 5 | 18 | 17 | 0
P_cost | 5 | 18 | 18 | 0
P_cost | 5 | 18 | 19 | 0
P_cost | 5 | 18 | 20 | 0
P_cost | 5 | 18 | 21 | 0
P_cost | 5 | 18 | 22 | 0
P_cost | 5 | 18 | 23 | 0
P_cost | 5 | 18 | 24 | 0
P_cost | 5 | 19 | 1 | 0
P_cost | 5 | 19 | 2 | 0
P_cost | 5 | 19 | 3 | 0
P_cost | 5 | 19 | 4 | 0
P_cost | 5 | 19 | 5 | 0
P_cost | 5 | 19 | 6 | 0
P_cost | 5 | 19 | 7 | 0
P_cost | 5 | 19 | 8 | 0
P_cost | 5 | 19 | 9 | 0
P_cost | 5 | 19 | 10 | 0
P_cost | 5 | 19 | 11 | 0
P_cost | 5 | 19 | 12 | 0
P_cost | 5 | 19 | 13 | 0
P_cost | 5 | 19 | 14 | 0
P_cost | 5 | 19 | 15 | 0
P_cost | 5 | 19 | 16 | 0
P_cost | 5 | 19 | 17 | 0
P_cost | 5 | 19 | 18 | 0
P_cost | 5 | 19 | 19 | 0
P_cost | 5 | 19 | 20 | 0
P_cost | 5 | 19 | 21 | 0
P_cost | 5 | 19 | 22 | 0
P_cost | 5 | 19 | 23 | 0
P_cost | 5 | 19 | 24 | 0
P_cost | 5 | 20 | 1 | 0
P_cost | 5 | 20 | 2 | 0
P_cost | 5 | 20 | 3 | 0
P_cost | 5 | 20 | 4 | 0
P_cost | 5 | 20 | 5 | 0
P_cost | 5 | 20 | 6 | 0
P_cost | 5 | 20 | 7 | 0
P_cost | 5 | 20 | 8 | 0
P_cost | 5 | 20 | 9 | 0
P_cost | 5 | 20 | 10 | 0
P_cost | 5 | 20 | 11 | 0
P_cost | 5 | 20 | 12 | 0
P_cost | 5 | 20 | 13 | 0
P_cost | 5 | 20 | 14 | 0
P_cost | 5 | 20 | 15 | 0
P_cost | 5 | 20 | 16 | 0
P_cost | 5 | 20 | 17 | 0
P_cost | 5 | 20 | 18 | 0
P_cost | 5 | 20 | 19 | 0
P_cost | 5 | 20 | 20 | 0
P_cost | 5 | 20 | 21 | 0
P_cost | 5 | 20 | 22 | 0
P_cost | 5 | 20 | 23 | 0
P_cost | 5 | 20 | 24 | 0
P_cost | 5 | 21 | 1 | 0
P_cost | 5 | 21 | 2 | 0
P_cost | 5 | 21 | 3 | 0
P_cost | 5 | 21 | 4 | 0
P_cost | 5 | 21 | 5 | 0
P_cost | 5 | 21 | 6 | 0
P_cost | 5 | 21 | 7 | 0
P_cost | 5 | 21 | 8 | 0
P_cost | 5 | 21 | 9 | 0
P_cost | 5 | 21 | 10 | 0
P_cost | 5 | 21 | 11 | 0
P_cost | 5 | 21 | 12 | 0
P_cost | 5 | 21 | 13 | 0
P_cost | 5 | 21 | 14 | 0
P_cost | 5 | 21 | 15 | 0
P_cost | 5 | 21 | 16 | 0
P_cost | 5 | 21 | 17 | 0
P_cost | 5 | 21 | 18 | 0
P_cost | 5 | 21 | 19 | 0
P_cost | 5 | 21 | 20 | 0
P_cost | 5 | 21 | 21 | 0
P_cost | 5 | 21 | 22 | 0
P_cost | 5 | 21 | 23 | 0
P_cost | 5 | 21 | 24 | 0
P_cost | 5 | 22 | 1 | 0
P_cost | 5 | 22 | 2 | 0
P_cost | 5 | 22 | 3 | 0
P_cost | 5 | 22 | 4 | 0
P_cost | 5 | 22 | 5 | 0
P_cost | 5 | 22 | 6 | 0
P_cost | 5 | 22 | 7 | 0
P_cost | 5 | 22 | 8 | 0
P_cost | 5 | 22 | 9 | 0
P_cost | 5 | 22 | 10 | 0
P_cost | 5 | 22 | 11 | 0
P_cost | 5 | 22 | 12 | 0
P_cost | 5 | 22 | 13 | 0
P_cost | 5 | 22 | 14 | 0
P_cost | 5 | 22 | 15 | 0
P_cost | 5 | 22 | 16 | 0
P_cost | 5 | 22 | 17 | 0
P_cost | 5 | 22 | 18 | 0
P_cost | 5 | 22 | 19 | 0
P_cost | 5 | 22 | 20 | 0
P_cost | 5 | 22 | 21 | 0
P_cost | 5 | 22 | 22 | 0
P_cost | 5 | 22 | 23 | 0
P_cost | 5 | 22 | 24 | 0
P_cost | 5 | 23 | 1 | 0
P_cost | 5 | 23 | 2 | 0
P_cost | 5 | 23 | 3 | 0
P_cost | 5 | 23 | 4 | 0
P_cost | 5 | 23 | 5 | 0
P_cost | 5 | 23 | 6 | 0
P_cost | 5 | 23 | 7 | 0
P_cost | 5 | 23 | 8 | 0
P_cost | 5 | 23 | 9 | 0
P_cost | 5 | 23 | 10 | 0
P_cost | 5 | 23 | 11 | 0
P_cost | 5 | 23 | 12 | 0
P_cost | 5 | 23 | 13 | 0
P_cost | 5 | 23 | 14 | 0
P_cost | 5 | 23 | 15 | 0
P_cost | 5 | 23 | 16 | 0
P_cost | 5 | 23 | 17 | 0
P_cost | 5 | 23 | 18 | 0
P_cost | 5 | 23 | 19 | 0
P_cost | 5 | 23 | 20 | 0
P_cost | 5 | 23 | 21 | 0
P_cost | 5 | 23 | 22 | 0
P_cost | 5 | 23 | 23 | 0
P_cost | 5 | 23 | 24 | 0
P_cost | 5 | 24 | 1 | 0
P_cost | 5 | 24 | 2 | 0
P_cost | 5 | 24 | 3 | 0
P_cost | 5 | 24 | 4 | 0
P_cost | 5 | 24 | 5 | 0
P_cost | 5 | 24 | 6 | 0
P_cost | 5 | 24 | 7 | 0
P_cost | 5 | 24 | 8 | 0
P_cost | 5 | 24 | 9 | 0
P_cost | 5 | 24 | 10 | 0
P_cost | 5 | 24 | 11 | 0
P_cost | 5 | 24 | 12 | 0
P_cost | 5 | 24 | 13 | 0
P_cost | 5 | 24 | 14 | 0
P_cost | 5 | 24 | 15 | 0
P_cost | 5 | 24 | 16 | 0
P_cost | 5 | 24 | 17 | 0
P_cost | 5 | 24 | 18 | 0
P_cost | 5 | 24 | 19 | 0
P_cost | 5 | 24 | 20 | 0
P_cost | 5 | 24 | 21 | 0
P_cost | 5 | 24 | 22 | 0
P_cost | 5 | 24 | 23 | 0
P_cost | 5 | 24 | 24 | 0
P_cost | 5 | 25 | 1 | 0
P_cost | 5 | 25 | 2 | 0
P_cost | 5 | 25 | 3 | 0
P_cost | 5 | 25 | 4 | 0
P_cost | 5 | 25 | 5 | 0
P_cost | 5 | 25 | 6 | 0
P_cost | 5 | 25 | 7 | 0
P_cost | 5 | 25 | 8 | 0
P_cost | 5 | 25 | 9 | 0
P_cost | 5 | 25 | 10 | 0
P_cost | 5 | 25 | 11 | 0
P_cost | 5 | 25 | 12 | 0
P_cost | 5 | 25 | 13 | 0
P_cost | 5 | 25 | 14 | 0
P_cost | 5 | 25 | 15 | 0
P_cost | 5 | 25 | 16 | 0
P_cost | 5 | 25 | 17 | 0
P_cost | 5 | 25 | 18 | 0
P_cost | 5 | 25 | 19 | 0
P_cost | 5 | 25 | 20 | 0
P_cost | 5 | 25 | 21 | 0
P_cost | 5 | 25 | 22 | 0
P_cost | 5 | 25 | 23 | 0
P_cost | 5 | 25 | 24 | 0
P_cost | 5 | 26 | 1 | 0
P_cost | 5 | 26 | 2 | 0
P_cost | 5 | 26 | 3 | 0
P_cost | 5 | 26 | 4 | 0
P_cost | 5 | 26 | 5 | 0
P_cost | 5 | 26 | 6 | 0
P_cost | 5 | 26 | 7 | 0
P_cost | 5 | 26 | 8 | 0
P_cost | 5 | 26 | 9 | 0
P_cost | 5 | 26 | 10 | 0
P_cost | 5 | 26 | 11 | 0
P_cost | 5 | 26 | 12 | 0
P_cost | 5 | 26 | 13 | 0
P_cost | 5 | 26 | 14 | 0
P_cost | 5 | 26 | 15 | 0
P_cost | 5 | 26 | 16 | 0
P_cost | 5 | 26 | 17 | 0
P_cost | 5 | 26 | 18 | 0
P_cost | 5 | 26 | 19 | 0
P_cost | 5 | 26 | 20 | 0
P_cost | 5 | 26 | 21 | 0
P_cost | 5 | 26 | 22 | 0
P_cost | 5 | 26 | 23 | 0
P_cost | 5 | 26 | 24 | 0
P_cost | 5 | 27 | 1 | 0
P_cost | 5 | 27 | 2 | 0
P_cost | 5 | 27 | 3 | 0
P_cost | 5 | 27 | 4 | 0
P_cost | 5 | 27 | 5 | 0
P_cost | 5 | 27 | 6 | 0
P_cost | 5 | 27 | 7 | 0
P_cost | 5 | 27 | 8 | 0
P_cost | 5 | 27 | 9 | 0
P_cost | 5 | 27 | 10 | 0
P_cost | 5 | 27 | 11 | 0
P_cost | 5 | 27 | 12 | 0
P_cost | 5 | 27 | 13 | 0
P_cost | 5 | 27 | 14 | 0
P_cost | 5 | 27 | 15 | 0
P_cost | 5 | 27 | 16 | 0
P_cost | 5 | 27 | 17 | 0
P_cost | 5 | 27 | 18 | 0
P_cost | 5 | 27 | 19 | 0
P_cost | 5 | 27 | 20 | 0
P_cost | 5 | 27 | 21 | 0
P_cost | 5 | 27 | 22 | 0
P_cost | 5 | 27 | 23 | 0
P_cost | 5 | 27 | 24 | 0
P_cost | 5 | 28 | 1 | 0
P_cost | 5 | 28 | 2 | 0
P_cost | 5 | 28 | 3 | 0
P_cost | 5 | 28 | 4 | 0
P_cost | 5 | 28 | 5 | 0
P_cost | 5 | 28 | 6 | 0
P_cost | 5 | 28 | 7 | 0
P_cost | 5 | 28 | 8 | 0
P_cost | 5 | 28 | 9 | 0
P_cost | 5 | 28 | 10 | 0
P_cost | 5 | 28 | 11 | 0
P_cost | 5 | 28 | 12 | 0
P_cost | 5 | 28 | 13 | 0
P_cost | 5 | 28 | 14 | 0
P_cost | 5 | 28 | 15 | 0
P_cost | 5 | 28 | 16 | 0
P_cost | 5 | 28 | 17 | 0
P_cost | 5 | 28 | 18 | 0
P_cost | 5 | 28 | 19 | 0
P_cost | 5 | 28 | 20 | 0
P_cost | 5 | 28 | 21 | 0
P_cost | 5 | 28 | 22 | 0
P_cost | 5 | 28 | 23 | 0
P_cost | 5 | 28 | 24 | 0
P_cost | 5 | 29 | 1 | 0
P_cost | 5 | 29 | 2 | 0
P_cost | 5 | 29 | 3 | 0
P_cost | 5 | 29 | 4 | 0
P_cost | 5 | 29 | 5 | 0
P_cost | 5 | 29 | 6 | 0
P_cost | 5 | 29 | 7 | 0
P_cost | 5 | 29 | 8 | 0
P_cost | 5 | 29 | 9 | 0
P_cost | 5 | 29 | 10 | 0
P_cost | 5 | 29 | 11 | 0
P_cost | 5 | 29 | 12 | 0
P_cost | 5 | 29 | 13 | 0
P_cost | 5 | 29 | 14 | 0
P_cost | 5 | 29 | 15 | 0
P_cost | 5 | 29 | 16 | 0
P_cost | 5 | 29 | 17 | 0
P_cost | 5 | 29 | 18 | 0
P_cost | 5 | 29 | 19 | 0
P_cost | 5 | 29 | 20 | 0
P_cost | 5 | 29 | 21 | 0
P_cost | 5 | 29 | 22 | 0
P_cost | 5 | 29 | 23 | 0
P_cost | 5 | 29 | 24 | 0
P_cost | 5 | 30 | 1 | 0
P_cost | 5 | 30 | 2 | 0
P_cost | 5 | 30 | 3 | 0
P_cost | 5 | 30 | 4 | 0
P_cost | 5 | 30 | 5 | 0
P_cost | 5 | 30 | 6 | 0
P_cost | 5 | 30 | 7 | 0
P_cost | 5 | 30 | 8 | 0
P_cost | 5 | 30 | 9 | 0
P_cost | 5 | 30 | 10 | 0
P_cost | 5 | 30 | 11 | 0
P_cost | 5 | 30 | 12 | 0
P_cost | 5 | 30 | 13 | 0
P_cost | 5 | 30 | 14 | 0
P_cost | 5 | 30 | 15 | 0
P_cost | 5 | 30 | 16 | 0
P_cost | 5 | 30 | 17 | 0
P_cost | 5 | 30 | 18 | 0
P_cost | 5 | 30 | 19 | 0
P_cost | 5 | 30 | 20 | 0
P_cost | 5 | 30 | 21 | 0
P_cost | 5 | 30 | 22 | 0
P_cost | 5 | 30 | 23 | 0
P_cost | 5 | 30 | 24 | 0
P_cost | 5 | 31 | 1 | 0
P_cost | 5 | 31 | 2 | 0
P_cost | 5 | 31 | 3 | 0
P_cost | 5 | 31 | 4 | 0
P_cost | 5 | 31 | 5 | 0
P_cost | 5 | 31 | 6 | 0
P_cost | 5 | 31 | 7 | 0
P_cost | 5 | 31 | 8 | 0
P_cost | 5 | 31 | 9 | 0
P_cost | 5 | 31 | 10 | 0
P_cost | 5 | 31 | 11 | 0
P_cost | 5 | 31 | 12 | 0
P_cost | 5 | 31 | 13 | 0
P_cost | 5 | 31 | 14 | 0
P_cost | 5 | 31 | 15 | 0
P_cost | 5 | 31 | 16 | 0
P_cost | 5 | 31 | 17 | 0
P_cost | 5 | 31 | 18 | 0
P_cost | 5 | 31 | 19 | 0
P_cost | 5 | 31 | 20 | 0
P_cost | 5 | 31 | 21 | 0
P_cost | 5 | 31 | 22 | 0
P_cost | 5 | 31 | 23 | 0
P_cost | 5 | 31 | 24 | 0
P_cost | 5 | 32 | 1 | 0
P_cost | 5 | 32 | 2 | 0
P_cost | 5 | 32 | 3 | 0
P_cost | 5 | 32 | 4 | 0
P_cost | 5 | 32 | 5 | 0
P_cost | 5 | 32 | 6 | 0
P_cost | 5 | 32 | 7 | 0
P_cost | 5 | 32 | 8 | 0
P_cost | 5 | 32 | 9 | 0
P_cost | 5 | 32 | 10 | 0
P_cost | 5 | 32 | 11 | 0
P_cost | 5 | 32 | 12 | 0
P_cost | 5 | 32 | 13 | 0
P_cost | 5 | 32 | 14 | 0
P_cost | 5 | 32 | 15 | 0
P_cost | 5 | 32 | 16 | 0
P_cost | 5 | 32 | 17 | 0
P_cost | 5 | 32 | 18 | 0
P_cost | 5 | 32 | 19 | 0
P_cost | 5 | 32 | 20 | 0
P_cost | 5 | 32 | 21 | 0
P_cost | 5 | 32 | 22 | 0
P_cost | 5 | 32 | 23 | 0
P_cost | 5 | 32 | 24 | 0
P_cost | 5 | 33 | 1 | 0
P_cost | 5 | 33 | 2 | 0
P_cost | 5 | 33 | 3 | 0
P_cost | 5 | 33 | 4 | 0
P_cost | 5 | 33 | 5 | 0
P_cost | 5 | 33 | 6 | 0
P_cost | 5 | 33 | 7 | 0
P_cost | 5 | 33 | 8 | 0
P_cost | 5 | 33 | 9 | 0
P_cost | 5 | 33 | 10 | 0
P_cost | 5 | 33 | 11 | 0
P_cost | 5 | 33 | 12 | 0
P_cost | 5 | 33 | 13 | 0
P_cost | 5 | 33 | 14 | 0
P_cost | 5 | 33 | 15 | 0
P_cost | 5 | 33 | 16 | 0
P_cost | 5 | 33 | 17 | 0
P_cost | 5 | 33 | 18 | 0
P_cost | 5 | 33 | 19 | 0
P_cost | 5 | 33 | 20 | 0
P_cost | 5 | 33 | 21 | 0
P_cost | 5 | 33 | 22 | 0
P_cost | 5 | 33 | 23 | 0
P_cost | 5 | 33 | 24 | 0

## P_line_loss
Variable_name | Index: Lines | Index: Times | Value
P_line_loss | 1 | 1 | 0.0026832
P_line_loss | 1 | 2 | 0.0024967
P_line_loss | 1 | 3 | 0.0023822
P_line_loss | 1 | 4 | 0.002314
P_line_loss | 1 | 5 | 0.0023341
P_line_loss | 1 | 6 | 0.0025282
P_line_loss | 1 | 7 | 0.0026577
P_line_loss | 1 | 8 | 0.002317
P_line_loss | 1 | 9 | 0.0028354
P_line_loss | 1 | 10 | 0.0030913
P_line_loss | 1 | 11 | 0.0033754
P_line_loss | 1 | 12 | 0.0031326
P_line_loss | 1 | 13 | 0.0025564
P_line_loss | 1 | 14 | 0.0030893
P_line_loss | 1 | 15 | 0.0026493
P_line_loss | 1 | 16 | 0.0027376
P_line_loss | 1 | 17 | 0.00295
P_line_loss | 1 | 18 | 0.003362
P_line_loss | 1 | 19 | 0.0042017
P_line_loss | 1 | 20 | 0.0044973
P_line_loss | 1 | 21 | 0.0040852
P_line_loss | 1 | 22 | 0.0037322
P_line_loss | 1 | 23 | 0.0032302
P_line_loss | 1 | 24 | 0.003098
P_line_loss | 2 | 1 | 0.0051843
P_line_loss | 2 | 2 | 0.0049328
P_line_loss | 2 | 3 | 0.0047646
P_line_loss | 2 | 4 | 0.0046637
P_line_loss | 2 | 5 | 0.0046703
P_line_loss | 2 | 6 | 0.004958
P_line_loss | 2 | 7 | 0.0052845
P_line_loss | 2 | 8 | 0.0051673
P_line_loss | 2 | 9 | 0.007198
P_line_loss | 2 | 10 | 0.0082451
P_line_loss | 2 | 11 | 0.0087655
P_line_loss | 2 | 12 | 0.0081917
P_line_loss | 2 | 13 | 0.0066447
P_line_loss | 2 | 14 | 0.0080305
P_line_loss | 2 | 15 | 0.0071401
P_line_loss | 2 | 16 | 0.0070833
P_line_loss | 2 | 17 | 0.0070761
P_line_loss | 2 | 18 | 0.0070732
P_line_loss | 2 | 19 | 0.0080224
P_line_loss | 2 | 20 | 0.0082496
P_line_loss | 2 | 21 | 0.0074847
P_line_loss | 2 | 22 | 0.0068759
P_line_loss | 2 | 23 | 0.0060948
P_line_loss | 2 | 24 | 0.0059227
P_line_loss | 3 | 1 | 0.00091885
P_line_loss | 3 | 2 | 0.00083911
P_line_loss | 3 | 3 | 0.00079217
P_line_loss | 3 | 4 | 0.00076781
P_line_loss | 3 | 5 | 0.00077301
P_line_loss | 3 | 6 | 0.00085074
P_line_loss | 3 | 7 | 0.0009615
P_line_loss | 3 | 8 | 0.0010672
P_line_loss | 3 | 9 | 0.0018356
P_line_loss | 3 | 10 | 0.0025123
P_line_loss | 3 | 11 | 0.0028045
P_line_loss | 3 | 12 | 0.0027033
P_line_loss | 3 | 13 | 0.0024264
P_line_loss | 3 | 14 | 0.0027366
P_line_loss | 3 | 15 | 0.0023878
P_line_loss | 3 | 16 | 0.0021742
P_line_loss | 3 | 17 | 0.0018622
P_line_loss | 3 | 18 | 0.0016411
P_line_loss | 3 | 19 | 0.0017073
P_line_loss | 3 | 20 | 0.001723
P_line_loss | 3 | 21 | 0.0015392
P_line_loss | 3 | 22 | 0.0013473
P_line_loss | 3 | 23 | 0.0011147
P_line_loss | 3 | 24 | 0.0010409
P_line_loss | 4 | 1 | 0.00074198
P_line_loss | 4 | 2 | 0.00067963
P_line_loss | 4 | 3 | 0.00064268
P_line_loss | 4 | 4 | 0.00062416
P_line_loss | 4 | 5 | 0.00062666
P_line_loss | 4 | 6 | 0.00068761
P_line_loss | 4 | 7 | 0.0007701
P_line_loss | 4 | 8 | 0.00084193
P_line_loss | 4 | 9 | 0.001505
P_line_loss | 4 | 10 | 0.0020913
P_line_loss | 4 | 11 | 0.0023238
P_line_loss | 4 | 12 | 0.0022314
P_line_loss | 4 | 13 | 0.0019994
P_line_loss | 4 | 14 | 0.0022583
P_line_loss | 4 | 15 | 0.0019639
P_line_loss | 4 | 16 | 0.001751
P_line_loss | 4 | 17 | 0.0014465
P_line_loss | 4 | 18 | 0.001233
P_line_loss | 4 | 19 | 0.0013091
P_line_loss | 4 | 20 | 0.0013392
P_line_loss | 4 | 21 | 0.0012034
P_line_loss | 4 | 22 | 0.0010644
P_line_loss | 4 | 23 | 0.00088666
P_line_loss | 4 | 24 | 0.00083467
P_line_loss | 5 | 1 | 0.0014048
P_line_loss | 5 | 2 | 0.0012889
P_line_loss | 5 | 3 | 0.00122
P_line_loss | 5 | 4 | 0.0011862
P_line_loss | 5 | 5 | 0.0011891
P_line_loss | 5 | 6 | 0.0013025
P_line_loss | 5 | 7 | 0.0014531
P_line_loss | 5 | 8 | 0.0015842
P_line_loss | 5 | 9 | 0.0029014
P_line_loss | 5 | 10 | 0.0040729
P_line_loss | 5 | 11 | 0.0045159
P_line_loss | 5 | 12 | 0.0043354
P_line_loss | 5 | 13 | 0.0038926
P_line_loss | 5 | 14 | 0.0043885
P_line_loss | 5 | 15 | 0.0038269
P_line_loss | 5 | 16 | 0.0033709
P_line_loss | 5 | 17 | 0.0027259
P_line_loss | 5 | 18 | 0.0022675
P_line_loss | 5 | 19 | 0.002417
P_line_loss | 5 | 20 | 0.002486
P_line_loss | 5 | 21 | 0.0022405
P_line_loss | 5 | 22 | 0.0019919
P_line_loss | 5 | 23 | 0.001665
P_line_loss | 5 | 24 | 0.0015739
P_line_loss | 6 | 1 | 0
P_line_loss | 6 | 2 | 0
P_line_loss | 6 | 3 | 0
P_line_loss | 6 | 4 | 0
P_line_loss | 6 | 5 | 0
P_line_loss | 6 | 6 | 0
P_line_loss | 6 | 7 | 0
P_line_loss | 6 | 8 | 0
P_line_loss | 6 | 9 | 0
P_line_loss | 6 | 10 | 0
P_line_loss | 6 | 11 | 0
P_line_loss | 6 | 12 | 0
P_line_loss | 6 | 13 | 0
P_line_loss | 6 | 14 | 0
P_line_loss | 6 | 15 | 0
P_line_loss | 6 | 16 | 0
P_line_loss | 6 | 17 | 0
P_line_loss | 6 | 18 | 0
P_line_loss | 6 | 19 | 0
P_line_loss | 6 | 20 | 0
P_line_loss | 6 | 21 | 0
P_line_loss | 6 | 22 | 0
P_line_loss | 6 | 23 | 0
P_line_loss | 6 | 24 | 0
P_line_loss | 7 | 1 | 2.6648e-05
P_line_loss | 7 | 2 | 2.4856e-05
P_line_loss | 7 | 3 | 2.3743e-05
P_line_loss | 7 | 4 | 2.3326e-05
P_line_loss | 7 | 5 | 2.3055e-05
P_line_loss | 7 | 6 | 2.4845e-05
P_line_loss | 7 | 7 | 3.192e-05
P_line_loss | 7 | 8 | 5.4057e-05
P_line_loss | 7 | 9 | 0.000132
P_line_loss | 7 | 10 | 0.00020856
P_line_loss | 7 | 11 | 0.00022941
P_line_loss | 7 | 12 | 0.00022698
P_line_loss | 7 | 13 | 0.00021337
P_line_loss | 7 | 14 | 0.00023132
P_line_loss | 7 | 15 | 0.00021341
P_line_loss | 7 | 16 | 0.00017628
P_line_loss | 7 | 17 | 0.00012537
P_line_loss | 7 | 18 | 8.0539e-05
P_line_loss | 7 | 19 | 6.1025e-05
P_line_loss | 7 | 20 | 5.3217e-05
P_line_loss | 7 | 21 | 4.6251e-05
P_line_loss | 7 | 22 | 3.8382e-05
P_line_loss | 7 | 23 | 3.1159e-05
P_line_loss | 7 | 24 | 2.8716e-05
P_line_loss | 8 | 1 | 7.3449e-06
P_line_loss | 8 | 2 | 6.5559e-06
P_line_loss | 8 | 3 | 6.11e-06
P_line_loss | 8 | 4 | 5.8346e-06
P_line_loss | 8 | 5 | 5.9943e-06
P_line_loss | 8 | 6 | 6.7492e-06
P_line_loss | 8 | 7 | 8.2636e-06
P_line_loss | 8 | 8 | 1.1098e-05
P_line_loss | 8 | 9 | 1.6237e-05
P_line_loss | 8 | 10 | 2.1575e-05
P_line_loss | 8 | 11 | 2.4997e-05
P_line_loss | 8 | 12 | 2.5914e-05
P_line_loss | 8 | 13 | 2.5452e-05
P_line_loss | 8 | 14 | 2.6562e-05
P_line_loss | 8 | 15 | 2.6617e-05
P_line_loss | 8 | 16 | 2.6201e-05
P_line_loss | 8 | 17 | 2.5711e-05
P_line_loss | 8 | 18 | 2.4112e-05
P_line_loss | 8 | 19 | 2.0233e-05
P_line_loss | 8 | 20 | 1.8343e-05
P_line_loss | 8 | 21 | 1.5674e-05
P_line_loss | 8 | 22 | 1.2685e-05
P_line_loss | 8 | 23 | 9.9604e-06
P_line_loss | 8 | 24 | 8.7585e-06
P_line_loss | 9 | 1 | 0
P_line_loss | 9 | 2 | 0
P_line_loss | 9 | 3 | 0
P_line_loss | 9 | 4 | 0
P_line_loss | 9 | 5 | 0
P_line_loss | 9 | 6 | 0
P_line_loss | 9 | 7 | 0
P_line_loss | 9 | 8 | 0
P_line_loss | 9 | 9 | 0
P_line_loss | 9 | 10 | 0
P_line_loss | 9 | 11 | 0
P_line_loss | 9 | 12 | 0
P_line_loss | 9 | 13 | 0
P_line_loss | 9 | 14 | 0
P_line_loss | 9 | 15 | 0
P_line_loss | 9 | 16 | 0
P_line_loss | 9 | 17 | 0
P_line_loss | 9 | 18 | 0
P_line_loss | 9 | 19 | 0
P_line_loss | 9 | 20 | 0
P_line_loss | 9 | 21 | 0
P_line_loss | 9 | 22 | 0
P_line_loss | 9 | 23 | 0
P_line_loss | 9 | 24 | 0
P_line_loss | 10 | 1 | 1.421e-06
P_line_loss | 10 | 2 | 1.2672e-06
P_line_loss | 10 | 3 | 1.1804e-06
P_line_loss | 10 | 4 | 1.1268e-06
P_line_loss | 10 | 5 | 1.158e-06
P_line_loss | 10 | 6 | 1.3049e-06
P_line_loss | 10 | 7 | 1.5971e-06
P_line_loss | 10 | 8 | 2.1341e-06
P_line_loss | 10 | 9 | 3.1003e-06
P_line_loss | 10 | 10 | 4.0972e-06
P_line_loss | 10 | 11 | 4.7489e-06
P_line_loss | 10 | 12 | 4.918e-06
P_line_loss | 10 | 13 | 4.8222e-06
P_line_loss | 10 | 14 | 5.0394e-06
P_line_loss | 10 | 15 | 5.0389e-06
P_line_loss | 10 | 16 | 4.9826e-06
P_line_loss | 10 | 17 | 4.922e-06
P_line_loss | 10 | 18 | 4.6525e-06
P_line_loss | 10 | 19 | 3.9269e-06
P_line_loss | 10 | 20 | 3.5677e-06
P_line_loss | 10 | 21 | 3.046e-06
P_line_loss | 10 | 22 | 2.4633e-06
P_line_loss | 10 | 23 | 1.9311e-06
P_line_loss | 10 | 24 | 1.6972e-06
P_line_loss | 11 | 1 | 9.1495e-06
P_line_loss | 11 | 2 | 8.1595e-06
P_line_loss | 11 | 3 | 7.6006e-06
P_line_loss | 11 | 4 | 7.2556e-06
P_line_loss | 11 | 5 | 7.456e-06
P_line_loss | 11 | 6 | 8.4023e-06
P_line_loss | 11 | 7 | 1.0283e-05
P_line_loss | 11 | 8 | 1.3741e-05
P_line_loss | 11 | 9 | 1.9962e-05
P_line_loss | 11 | 10 | 2.6381e-05
P_line_loss | 11 | 11 | 3.0577e-05
P_line_loss | 11 | 12 | 3.1666e-05
P_line_loss | 11 | 13 | 3.1049e-05
P_line_loss | 11 | 14 | 3.2447e-05
P_line_loss | 11 | 15 | 3.2444e-05
P_line_loss | 11 | 16 | 3.2081e-05
P_line_loss | 11 | 17 | 3.1691e-05
P_line_loss | 11 | 18 | 2.9956e-05
P_line_loss | 11 | 19 | 2.5284e-05
P_line_loss | 11 | 20 | 2.2971e-05
P_line_loss | 11 | 21 | 1.9612e-05
P_line_loss | 11 | 22 | 1.586e-05
P_line_loss | 11 | 23 | 1.2434e-05
P_line_loss | 11 | 24 | 1.0928e-05
P_line_loss | 12 | 1 | 0.00086025
P_line_loss | 12 | 2 | 0.0007666
P_line_loss | 12 | 3 | 0.00071377
P_line_loss | 12 | 4 | 0.00068118
P_line_loss | 12 | 5 | 0.00070011
P_line_loss | 12 | 6 | 0.00078955
P_line_loss | 12 | 7 | 0.00096762
P_line_loss | 12 | 8 | 0.0012957
P_line_loss | 12 | 9 | 0.0018886
P_line_loss | 12 | 10 | 0.0025031
P_line_loss | 12 | 11 | 0.0029063
P_line_loss | 12 | 12 | 0.003011
P_line_loss | 12 | 13 | 0.0029514
P_line_loss | 12 | 14 | 0.0030862
P_line_loss | 12 | 15 | 0.0030856
P_line_loss | 12 | 16 | 0.0030509
P_line_loss | 12 | 17 | 0.0030137
P_line_loss | 12 | 18 | 0.0028471
P_line_loss | 12 | 19 | 0.0023986
P_line_loss | 12 | 20 | 0.002177
P_line_loss | 12 | 21 | 0.0018556
P_line_loss | 12 | 22 | 0.0014976
P_line_loss | 12 | 23 | 0.0011717
P_line_loss | 12 | 24 | 0.0010287
P_line_loss | 13 | 1 | 0.00024469
P_line_loss | 13 | 2 | 0.00021804
P_line_loss | 13 | 3 | 0.00020301
P_line_loss | 13 | 4 | 0.00019373
P_line_loss | 13 | 5 | 0.00019912
P_line_loss | 13 | 6 | 0.00022457
P_line_loss | 13 | 7 | 0.00027524
P_line_loss | 13 | 8 | 0.00036863
P_line_loss | 13 | 9 | 0.0005374
P_line_loss | 13 | 10 | 0.00071239
P_line_loss | 13 | 11 | 0.00082724
P_line_loss | 13 | 12 | 0.00085706
P_line_loss | 13 | 13 | 0.00084008
P_line_loss | 13 | 14 | 0.00087848
P_line_loss | 13 | 15 | 0.00087832
P_line_loss | 13 | 16 | 0.00086844
P_line_loss | 13 | 17 | 0.00085783
P_line_loss | 13 | 18 | 0.0008104
P_line_loss | 13 | 19 | 0.00068266
P_line_loss | 13 | 20 | 0.00061954
P_line_loss | 13 | 21 | 0.00052802
P_line_loss | 13 | 22 | 0.0004261
P_line_loss | 13 | 23 | 0.00033333
P_line_loss | 13 | 24 | 0.00029263
P_line_loss | 14 | 1 | 0.00013643
P_line_loss | 14 | 2 | 0.00012156
P_line_loss | 14 | 3 | 0.00011317
P_line_loss | 14 | 4 | 0.000108
P_line_loss | 14 | 5 | 0.000111
P_line_loss | 14 | 6 | 0.0001252
P_line_loss | 14 | 7 | 0.00015348
P_line_loss | 14 | 8 | 0.0002056
P_line_loss | 14 | 9 | 0.00029986
P_line_loss | 14 | 10 | 0.00039763
P_line_loss | 14 | 11 | 0.00046184
P_line_loss | 14 | 12 | 0.00047852
P_line_loss | 14 | 13 | 0.00046902
P_line_loss | 14 | 14 | 0.00049049
P_line_loss | 14 | 15 | 0.0004904
P_line_loss | 14 | 16 | 0.00048488
P_line_loss | 14 | 17 | 0.00047895
P_line_loss | 14 | 18 | 0.00045244
P_line_loss | 14 | 19 | 0.00038103
P_line_loss | 14 | 20 | 0.00034576
P_line_loss | 14 | 21 | 0.00029463
P_line_loss | 14 | 22 | 0.0002377
P_line_loss | 14 | 23 | 0.0001859
P_line_loss | 14 | 24 | 0.00016318
P_line_loss | 15 | 1 | 0.00011966
P_line_loss | 15 | 2 | 0.00010661
P_line_loss | 15 | 3 | 9.9255e-05
P_line_loss | 15 | 4 | 9.4715e-05
P_line_loss | 15 | 5 | 9.7352e-05
P_line_loss | 15 | 6 | 0.00010981
P_line_loss | 15 | 7 | 0.00013462
P_line_loss | 15 | 8 | 0.00018037
P_line_loss | 15 | 9 | 0.00026312
P_line_loss | 15 | 10 | 0.00034899
P_line_loss | 15 | 11 | 0.00040539
P_line_loss | 15 | 12 | 0.00042004
P_line_loss | 15 | 13 | 0.00041169
P_line_loss | 15 | 14 | 0.00043056
P_line_loss | 15 | 15 | 0.00043047
P_line_loss | 15 | 16 | 0.00042562
P_line_loss | 15 | 17 | 0.00042042
P_line_loss | 15 | 18 | 0.00039713
P_line_loss | 15 | 19 | 0.00033441
P_line_loss | 15 | 20 | 0.00030344
P_line_loss | 15 | 21 | 0.00025853
P_line_loss | 15 | 22 | 0.00020855
P_line_loss | 15 | 23 | 0.00016308
P_line_loss | 15 | 24 | 0.00014314
P_line_loss | 16 | 1 | 0.00012819
P_line_loss | 16 | 2 | 0.00011421
P_line_loss | 16 | 3 | 0.00010632
P_line_loss | 16 | 4 | 0.00010146
P_line_loss | 16 | 5 | 0.00010428
P_line_loss | 16 | 6 | 0.00011763
P_line_loss | 16 | 7 | 0.00014423
P_line_loss | 16 | 8 | 0.00019327
P_line_loss | 16 | 9 | 0.000282
P_line_loss | 16 | 10 | 0.0003741
P_line_loss | 16 | 11 | 0.00043462
P_line_loss | 16 | 12 | 0.00045033
P_line_loss | 16 | 13 | 0.00044137
P_line_loss | 16 | 14 | 0.00046162
P_line_loss | 16 | 15 | 0.00046153
P_line_loss | 16 | 16 | 0.00045633
P_line_loss | 16 | 17 | 0.00045075
P_line_loss | 16 | 18 | 0.00042576
P_line_loss | 16 | 19 | 0.00035848
P_line_loss | 16 | 20 | 0.00032525
P_line_loss | 16 | 21 | 0.00027708
P_line_loss | 16 | 22 | 0.00022348
P_line_loss | 16 | 23 | 0.00017473
P_line_loss | 16 | 24 | 0.00015336
P_line_loss | 17 | 1 | 3.8901e-05
P_line_loss | 17 | 2 | 3.4657e-05
P_line_loss | 17 | 3 | 3.2264e-05
P_line_loss | 17 | 4 | 3.0787e-05
P_line_loss | 17 | 5 | 3.1645e-05
P_line_loss | 17 | 6 | 3.5697e-05
P_line_loss | 17 | 7 | 4.3769e-05
P_line_loss | 17 | 8 | 5.8655e-05
P_line_loss | 17 | 9 | 8.559e-05
P_line_loss | 17 | 10 | 0.00011355
P_line_loss | 17 | 11 | 0.00013193
P_line_loss | 17 | 12 | 0.0001367
P_line_loss | 17 | 13 | 0.00013398
P_line_loss | 17 | 14 | 0.00014013
P_line_loss | 17 | 15 | 0.0001401
P_line_loss | 17 | 16 | 0.00013852
P_line_loss | 17 | 17 | 0.00013683
P_line_loss | 17 | 18 | 0.00012924
P_line_loss | 17 | 19 | 0.00010881
P_line_loss | 17 | 20 | 9.8722e-05
P_line_loss | 17 | 21 | 8.4098e-05
P_line_loss | 17 | 22 | 6.7826e-05
P_line_loss | 17 | 23 | 5.3027e-05
P_line_loss | 17 | 24 | 4.6541e-05
P_line_loss | 18 | 1 | 0.00066133
P_line_loss | 18 | 2 | 0.00059502
P_line_loss | 18 | 3 | 0.00055706
P_line_loss | 18 | 4 | 0.00053485
P_line_loss | 18 | 5 | 0.00054537
P_line_loss | 18 | 6 | 0.00060915
P_line_loss | 18 | 7 | 0.00061799
P_line_loss | 18 | 8 | 0.00041579
P_line_loss | 18 | 9 | 0.00037441
P_line_loss | 18 | 10 | 0.00036265
P_line_loss | 18 | 11 | 0.00041977
P_line_loss | 18 | 12 | 0.0003864
P_line_loss | 18 | 13 | 0.00033159
P_line_loss | 18 | 14 | 0.00038722
P_line_loss | 18 | 15 | 0.00033146
P_line_loss | 18 | 16 | 0.00034688
P_line_loss | 18 | 17 | 0.00042643
P_line_loss | 18 | 18 | 0.0006451
P_line_loss | 18 | 19 | 0.0010034
P_line_loss | 18 | 20 | 0.001164
P_line_loss | 18 | 21 | 0.001065
P_line_loss | 18 | 22 | 0.00097469
P_line_loss | 18 | 23 | 0.00081893
P_line_loss | 18 | 24 | 0.0007745
P_line_loss | 19 | 1 | 0.0053088
P_line_loss | 19 | 2 | 0.0047786
P_line_loss | 19 | 3 | 0.0044749
P_line_loss | 19 | 4 | 0.0042979
P_line_loss | 19 | 5 | 0.0043802
P_line_loss | 19 | 6 | 0.0048904
P_line_loss | 19 | 7 | 0.0048961
P_line_loss | 19 | 8 | 0.0031126
P_line_loss | 19 | 9 | 0.0027229
P_line_loss | 19 | 10 | 0.0026754
P_line_loss | 19 | 11 | 0.0030879
P_line_loss | 19 | 12 | 0.0028888
P_line_loss | 19 | 13 | 0.002603
P_line_loss | 19 | 14 | 0.0029103
P_line_loss | 19 | 15 | 0.0026885
P_line_loss | 19 | 16 | 0.0026114
P_line_loss | 19 | 17 | 0.0030465
P_line_loss | 19 | 18 | 0.0046849
P_line_loss | 19 | 19 | 0.0076985
P_line_loss | 19 | 20 | 0.0091142
P_line_loss | 19 | 21 | 0.0083824
P_line_loss | 19 | 22 | 0.0077409
P_line_loss | 19 | 23 | 0.006534
P_line_loss | 19 | 24 | 0.0062105
P_line_loss | 20 | 1 | 0.0012512
P_line_loss | 20 | 2 | 0.0011269
P_line_loss | 20 | 3 | 0.0010556
P_line_loss | 20 | 4 | 0.0010143
P_line_loss | 20 | 5 | 0.0010331
P_line_loss | 20 | 6 | 0.0011528
P_line_loss | 20 | 7 | 0.001276
P_line_loss | 20 | 8 | 0.0012315
P_line_loss | 20 | 9 | 0.0015503
P_line_loss | 20 | 10 | 0.0017922
P_line_loss | 20 | 11 | 0.0020579
P_line_loss | 20 | 12 | 0.0019585
P_line_loss | 20 | 13 | 0.0016916
P_line_loss | 20 | 14 | 0.0019722
P_line_loss | 20 | 15 | 0.0016465
P_line_loss | 20 | 16 | 0.0017544
P_line_loss | 20 | 17 | 0.0019077
P_line_loss | 20 | 18 | 0.0021565
P_line_loss | 20 | 19 | 0.0024388
P_line_loss | 20 | 20 | 0.0025135
P_line_loss | 20 | 21 | 0.0022329
P_line_loss | 20 | 22 | 0.0019398
P_line_loss | 20 | 23 | 0.0015869
P_line_loss | 20 | 24 | 0.0014617
P_line_loss | 21 | 1 | 0.00093146
P_line_loss | 21 | 2 | 0.00083034
P_line_loss | 21 | 3 | 0.00077328
P_line_loss | 21 | 4 | 0.00073806
P_line_loss | 21 | 5 | 0.00075851
P_line_loss | 21 | 6 | 0.00085513
P_line_loss | 21 | 7 | 0.0008805
P_line_loss | 21 | 8 | 0.00061183
P_line_loss | 21 | 9 | 0.00047235
P_line_loss | 21 | 10 | 0.00042189
P_line_loss | 21 | 11 | 0.00050281
P_line_loss | 21 | 12 | 0.00047453
P_line_loss | 21 | 13 | 0.00041177
P_line_loss | 21 | 14 | 0.00047673
P_line_loss | 21 | 15 | 0.00041474
P_line_loss | 21 | 16 | 0.00048433
P_line_loss | 21 | 17 | 0.00069297
P_line_loss | 21 | 18 | 0.0011175
P_line_loss | 21 | 19 | 0.0016019
P_line_loss | 21 | 20 | 0.0017994
P_line_loss | 21 | 21 | 0.0016225
P_line_loss | 21 | 22 | 0.0014503
P_line_loss | 21 | 23 | 0.0011985
P_line_loss | 21 | 24 | 0.0011132
P_line_loss | 22 | 1 | 0.0010912
P_line_loss | 22 | 2 | 0.0010879
P_line_loss | 22 | 3 | 0.0010776
P_line_loss | 22 | 4 | 0.0010671
P_line_loss | 22 | 5 | 0.0010605
P_line_loss | 22 | 6 | 0.0010817
P_line_loss | 22 | 7 | 0.0010796
P_line_loss | 22 | 8 | 0.00090834
P_line_loss | 22 | 9 | 0.00096068
P_line_loss | 22 | 10 | 0.00078032
P_line_loss | 22 | 11 | 0.00073078
P_line_loss | 22 | 12 | 0.00062464
P_line_loss | 22 | 13 | 0.00038062
P_line_loss | 22 | 14 | 0.0005607
P_line_loss | 22 | 15 | 0.00051966
P_line_loss | 22 | 16 | 0.00062213
P_line_loss | 22 | 17 | 0.00082977
P_line_loss | 22 | 18 | 0.00099851
P_line_loss | 22 | 19 | 0.0013041
P_line_loss | 22 | 20 | 0.0013851
P_line_loss | 22 | 21 | 0.0012882
P_line_loss | 22 | 22 | 0.0012674
P_line_loss | 22 | 23 | 0.0012253
P_line_loss | 22 | 24 | 0.0012508
P_line_loss | 23 | 1 | 0.0018088
P_line_loss | 23 | 2 | 0.0018217
P_line_loss | 23 | 3 | 0.0018141
P_line_loss | 23 | 4 | 0.0018019
P_line_loss | 23 | 5 | 0.0017857
P_line_loss | 23 | 6 | 0.0018056
P_line_loss | 23 | 7 | 0.002027
P_line_loss | 23 | 8 | 0.0026864
P_line_loss | 23 | 9 | 0.0042168
P_line_loss | 23 | 10 | 0.0049295
P_line_loss | 23 | 11 | 0.0049504
P_line_loss | 23 | 12 | 0.0048405
P_line_loss | 23 | 13 | 0.0039393
P_line_loss | 23 | 14 | 0.0046539
P_line_loss | 23 | 15 | 0.0049954
P_line_loss | 23 | 16 | 0.0048357
P_line_loss | 23 | 17 | 0.0046561
P_line_loss | 23 | 18 | 0.0038139
P_line_loss | 23 | 19 | 0.0031575
P_line_loss | 23 | 20 | 0.0027835
P_line_loss | 23 | 21 | 0.002465
P_line_loss | 23 | 22 | 0.0022332
P_line_loss | 23 | 23 | 0.0020914
P_line_loss | 23 | 24 | 0.0020658
P_line_loss | 24 | 1 | 0.00045209
P_line_loss | 24 | 2 | 0.00045532
P_line_loss | 24 | 3 | 0.00045341
P_line_loss | 24 | 4 | 0.00045037
P_line_loss | 24 | 5 | 0.00044631
P_line_loss | 24 | 6 | 0.00045129
P_line_loss | 24 | 7 | 0.00050669
P_line_loss | 24 | 8 | 0.00067174
P_line_loss | 24 | 9 | 0.0010551
P_line_loss | 24 | 10 | 0.0012337
P_line_loss | 24 | 11 | 0.0012389
P_line_loss | 24 | 12 | 0.0012114
P_line_loss | 24 | 13 | 0.00098552
P_line_loss | 24 | 14 | 0.0011646
P_line_loss | 24 | 15 | 0.0012502
P_line_loss | 24 | 16 | 0.0012102
P_line_loss | 24 | 17 | 0.0011652
P_line_loss | 24 | 18 | 0.00095411
P_line_loss | 24 | 19 | 0.00078971
P_line_loss | 24 | 20 | 0.00069605
P_line_loss | 24 | 21 | 0.00061631
P_line_loss | 24 | 22 | 0.0005583
P_line_loss | 24 | 23 | 0.0005228
P_line_loss | 24 | 24 | 0.00051639
P_line_loss | 25 | 1 | 0.00030877
P_line_loss | 25 | 2 | 0.00028382
P_line_loss | 25 | 3 | 0.00026891
P_line_loss | 25 | 4 | 0.00026176
P_line_loss | 25 | 5 | 0.00026198
P_line_loss | 25 | 6 | 0.00028647
P_line_loss | 25 | 7 | 0.00031879
P_line_loss | 25 | 8 | 0.00034899
P_line_loss | 25 | 9 | 0.00065678
P_line_loss | 25 | 10 | 0.00093319
P_line_loss | 25 | 11 | 0.0010329
P_line_loss | 25 | 12 | 0.0009933
P_line_loss | 25 | 13 | 0.00089637
P_line_loss | 25 | 14 | 0.0010061
P_line_loss | 25 | 15 | 0.00088379
P_line_loss | 25 | 16 | 0.00076909
P_line_loss | 25 | 17 | 0.00060854
P_line_loss | 25 | 18 | 0.00049107
P_line_loss | 25 | 19 | 0.00052054
P_line_loss | 25 | 20 | 0.00053683
P_line_loss | 25 | 21 | 0.00048495
P_line_loss | 25 | 22 | 0.00043295
P_line_loss | 25 | 23 | 0.00036305
P_line_loss | 25 | 24 | 0.0003445
P_line_loss | 26 | 1 | 0.00037797
P_line_loss | 26 | 2 | 0.00034816
P_line_loss | 26 | 3 | 0.00033026
P_line_loss | 26 | 4 | 0.0003219
P_line_loss | 26 | 5 | 0.00032158
P_line_loss | 26 | 6 | 0.0003509
P_line_loss | 26 | 7 | 0.00038932
P_line_loss | 26 | 8 | 0.00042842
P_line_loss | 26 | 9 | 0.00083195
P_line_loss | 26 | 10 | 0.0011985
P_line_loss | 26 | 11 | 0.001324
P_line_loss | 26 | 12 | 0.0012762
P_line_loss | 26 | 13 | 0.0011589
P_line_loss | 26 | 14 | 0.0012936
P_line_loss | 26 | 15 | 0.0011469
P_line_loss | 26 | 16 | 0.00098488
P_line_loss | 26 | 17 | 0.00076068
P_line_loss | 26 | 18 | 0.00059205
P_line_loss | 26 | 19 | 0.00062205
P_line_loss | 26 | 20 | 0.0006434
P_line_loss | 26 | 21 | 0.00058285
P_line_loss | 26 | 22 | 0.00052298
P_line_loss | 26 | 23 | 0.00044019
P_line_loss | 26 | 24 | 0.00041962
P_line_loss | 27 | 1 | 0.0012217
P_line_loss | 27 | 2 | 0.001128
P_line_loss | 27 | 3 | 0.0010715
P_line_loss | 27 | 4 | 0.001046
P_line_loss | 27 | 5 | 0.0010427
P_line_loss | 27 | 6 | 0.0011351
P_line_loss | 27 | 7 | 0.001256
P_line_loss | 27 | 8 | 0.0013961
P_line_loss | 27 | 9 | 0.002809
P_line_loss | 27 | 10 | 0.0041102
P_line_loss | 27 | 11 | 0.0045331
P_line_loss | 27 | 12 | 0.0043855
P_line_loss | 27 | 13 | 0.0040161
P_line_loss | 27 | 14 | 0.0044501
P_line_loss | 27 | 15 | 0.0039945
P_line_loss | 27 | 16 | 0.0033846
P_line_loss | 27 | 17 | 0.00255
P_line_loss | 27 | 18 | 0.0019022
P_line_loss | 27 | 19 | 0.0019634
P_line_loss | 27 | 20 | 0.0020334
P_line_loss | 27 | 21 | 0.0018471
P_line_loss | 27 | 22 | 0.0016659
P_line_loss | 27 | 23 | 0.0014078
P_line_loss | 27 | 24 | 0.0013487
P_line_loss | 28 | 1 | 0.0008057
P_line_loss | 28 | 2 | 0.00074584
P_line_loss | 28 | 3 | 0.00070943
P_line_loss | 28 | 4 | 0.00069368
P_line_loss | 28 | 5 | 0.00068998
P_line_loss | 28 | 6 | 0.0007492
P_line_loss | 28 | 7 | 0.00082831
P_line_loss | 28 | 8 | 0.00093938
P_line_loss | 28 | 9 | 0.0019631
P_line_loss | 28 | 10 | 0.0029221
P_line_loss | 28 | 11 | 0.0032195
P_line_loss | 28 | 12 | 0.0031328
P_line_loss | 28 | 13 | 0.0029015
P_line_loss | 28 | 14 | 0.0031835
P_line_loss | 28 | 15 | 0.0029057
P_line_loss | 28 | 16 | 0.002433
P_line_loss | 28 | 17 | 0.001793
P_line_loss | 28 | 18 | 0.0012771
P_line_loss | 28 | 19 | 0.001274
P_line_loss | 28 | 20 | 0.0013146
P_line_loss | 28 | 21 | 0.0011964
P_line_loss | 28 | 22 | 0.0010831
P_line_loss | 28 | 23 | 0.00091859
P_line_loss | 28 | 24 | 0.00088407
P_line_loss | 29 | 1 | 0.00034774
P_line_loss | 29 | 2 | 0.00032437
P_line_loss | 29 | 3 | 0.00030984
P_line_loss | 29 | 4 | 0.00030441
P_line_loss | 29 | 5 | 0.00030081
P_line_loss | 29 | 6 | 0.00032417
P_line_loss | 29 | 7 | 0.00041669
P_line_loss | 29 | 8 | 0.00070662
P_line_loss | 29 | 9 | 0.0017384
P_line_loss | 29 | 10 | 0.002758
P_line_loss | 29 | 11 | 0.0030344
P_line_loss | 29 | 12 | 0.0029983
P_line_loss | 29 | 13 | 0.0028113
P_line_loss | 29 | 14 | 0.0030551
P_line_loss | 29 | 15 | 0.0028111
P_line_loss | 29 | 16 | 0.0023166
P_line_loss | 29 | 17 | 0.0016412
P_line_loss | 29 | 18 | 0.0010504
P_line_loss | 29 | 19 | 0.00079626
P_line_loss | 29 | 20 | 0.00069446
P_line_loss | 29 | 21 | 0.00060345
P_line_loss | 29 | 22 | 0.00050079
P_line_loss | 29 | 23 | 0.00040648
P_line_loss | 29 | 24 | 0.00037471
P_line_loss | 30 | 1 | 0.00011691
P_line_loss | 30 | 2 | 0.00010904
P_line_loss | 30 | 3 | 0.00010415
P_line_loss | 30 | 4 | 0.00010233
P_line_loss | 30 | 5 | 0.00010112
P_line_loss | 30 | 6 | 0.00010898
P_line_loss | 30 | 7 | 0.00014011
P_line_loss | 30 | 8 | 0.0002377
P_line_loss | 30 | 9 | 0.00058548
P_line_loss | 30 | 10 | 0.00092964
P_line_loss | 30 | 11 | 0.001023
P_line_loss | 30 | 12 | 0.0010108
P_line_loss | 30 | 13 | 0.00094764
P_line_loss | 30 | 14 | 0.00103
P_line_loss | 30 | 15 | 0.00094757
P_line_loss | 30 | 16 | 0.00078059
P_line_loss | 30 | 17 | 0.00055268
P_line_loss | 30 | 18 | 0.00035351
P_line_loss | 30 | 19 | 0.00026789
P_line_loss | 30 | 20 | 0.00023361
P_line_loss | 30 | 21 | 0.00020297
P_line_loss | 30 | 22 | 0.00016841
P_line_loss | 30 | 23 | 0.00013667
P_line_loss | 30 | 24 | 0.00012598
P_line_loss | 31 | 1 | 1.2718e-05
P_line_loss | 31 | 2 | 1.1862e-05
P_line_loss | 31 | 3 | 1.133e-05
P_line_loss | 31 | 4 | 1.1132e-05
P_line_loss | 31 | 5 | 1.1e-05
P_line_loss | 31 | 6 | 1.1855e-05
P_line_loss | 31 | 7 | 1.5242e-05
P_line_loss | 31 | 8 | 2.5861e-05
P_line_loss | 31 | 9 | 6.3707e-05
P_line_loss | 31 | 10 | 0.00010117
P_line_loss | 31 | 11 | 0.00011133
P_line_loss | 31 | 12 | 0.00011001
P_line_loss | 31 | 13 | 0.00010313
P_line_loss | 31 | 14 | 0.00011209
P_line_loss | 31 | 15 | 0.00010312
P_line_loss | 31 | 16 | 8.4943e-05
P_line_loss | 31 | 17 | 6.0137e-05
P_line_loss | 31 | 18 | 3.8463e-05
P_line_loss | 31 | 19 | 2.9146e-05
P_line_loss | 31 | 20 | 2.5416e-05
P_line_loss | 31 | 21 | 2.2081e-05
P_line_loss | 31 | 22 | 1.8321e-05
P_line_loss | 31 | 23 | 1.4868e-05
P_line_loss | 31 | 24 | 1.3705e-05
P_line_loss | 32 | 1 | 0
P_line_loss | 32 | 2 | 0
P_line_loss | 32 | 3 | 0
P_line_loss | 32 | 4 | 0
P_line_loss | 32 | 5 | 0
P_line_loss | 32 | 6 | 0
P_line_loss | 32 | 7 | 0
P_line_loss | 32 | 8 | 0
P_line_loss | 32 | 9 | 0
P_line_loss | 32 | 10 | 0
P_line_loss | 32 | 11 | 0
P_line_loss | 32 | 12 | 0
P_line_loss | 32 | 13 | 0
P_line_loss | 32 | 14 | 0
P_line_loss | 32 | 15 | 0
P_line_loss | 32 | 16 | 0
P_line_loss | 32 | 17 | 0
P_line_loss | 32 | 18 | 0
P_line_loss | 32 | 19 | 0
P_line_loss | 32 | 20 | 0
P_line_loss | 32 | 21 | 0
P_line_loss | 32 | 22 | 0
P_line_loss | 32 | 23 | 0
P_line_loss | 32 | 24 | 0
P_line_loss | 33 | 1 | 0.00044324
P_line_loss | 33 | 2 | 0.00041023
P_line_loss | 33 | 3 | 0.00039019
P_line_loss | 33 | 4 | 0.00038147
P_line_loss | 33 | 5 | 0.00037956
P_line_loss | 33 | 6 | 0.00041218
P_line_loss | 33 | 7 | 0.00052509
P_line_loss | 33 | 8 | 0.00085568
P_line_loss | 33 | 9 | 0.0019429
P_line_loss | 33 | 10 | 0.0030052
P_line_loss | 33 | 11 | 0.0033258
P_line_loss | 33 | 12 | 0.0033093
P_line_loss | 33 | 13 | 0.0031279
P_line_loss | 33 | 14 | 0.003375
P_line_loss | 33 | 15 | 0.0031461
P_line_loss | 33 | 16 | 0.0026599
P_line_loss | 33 | 17 | 0.0019837
P_line_loss | 33 | 18 | 0.0013595
P_line_loss | 33 | 19 | 0.0010502
P_line_loss | 33 | 20 | 0.00092274
P_line_loss | 33 | 21 | 0.00079934
P_line_loss | 33 | 22 | 0.00066017
P_line_loss | 33 | 23 | 0.00053256
P_line_loss | 33 | 24 | 0.00048651
P_line_loss | 34 | 1 | 0
P_line_loss | 34 | 2 | 0
P_line_loss | 34 | 3 | 0
P_line_loss | 34 | 4 | 0
P_line_loss | 34 | 5 | 0
P_line_loss | 34 | 6 | 0
P_line_loss | 34 | 7 | 0
P_line_loss | 34 | 8 | 0
P_line_loss | 34 | 9 | 0
P_line_loss | 34 | 10 | 0
P_line_loss | 34 | 11 | 0
P_line_loss | 34 | 12 | 0
P_line_loss | 34 | 13 | 0
P_line_loss | 34 | 14 | 0
P_line_loss | 34 | 15 | 0
P_line_loss | 34 | 16 | 0
P_line_loss | 34 | 17 | 0
P_line_loss | 34 | 18 | 0
P_line_loss | 34 | 19 | 0
P_line_loss | 34 | 20 | 0
P_line_loss | 34 | 21 | 0
P_line_loss | 34 | 22 | 0
P_line_loss | 34 | 23 | 0
P_line_loss | 34 | 24 | 0
P_line_loss | 35 | 1 | 0.0020601
P_line_loss | 35 | 2 | 0.0018362
P_line_loss | 35 | 3 | 0.0017098
P_line_loss | 35 | 4 | 0.0016319
P_line_loss | 35 | 5 | 0.0016772
P_line_loss | 35 | 6 | 0.0018911
P_line_loss | 35 | 7 | 0.0019031
P_line_loss | 35 | 8 | 0.0011948
P_line_loss | 35 | 9 | 0.0008454
P_line_loss | 35 | 10 | 0.0007835
P_line_loss | 35 | 11 | 0.00092655
P_line_loss | 35 | 12 | 0.00090754
P_line_loss | 35 | 13 | 0.00086609
P_line_loss | 35 | 14 | 0.00092192
P_line_loss | 35 | 15 | 0.00092089
P_line_loss | 35 | 16 | 0.00092291
P_line_loss | 35 | 17 | 0.0012381
P_line_loss | 35 | 18 | 0.0021228
P_line_loss | 35 | 19 | 0.0033161
P_line_loss | 35 | 20 | 0.0038447
P_line_loss | 35 | 21 | 0.003493
P_line_loss | 35 | 22 | 0.0031647
P_line_loss | 35 | 23 | 0.0026327
P_line_loss | 35 | 24 | 0.0024628
P_line_loss | 36 | 1 | 4.7821e-06
P_line_loss | 36 | 2 | 4.2603e-06
P_line_loss | 36 | 3 | 3.9661e-06
P_line_loss | 36 | 4 | 3.7846e-06
P_line_loss | 36 | 5 | 3.89e-06
P_line_loss | 36 | 6 | 4.3882e-06
P_line_loss | 36 | 7 | 5.3805e-06
P_line_loss | 36 | 8 | 7.2107e-06
P_line_loss | 36 | 9 | 1.0523e-05
P_line_loss | 36 | 10 | 1.3961e-05
P_line_loss | 36 | 11 | 1.6221e-05
P_line_loss | 36 | 12 | 1.6807e-05
P_line_loss | 36 | 13 | 1.6473e-05
P_line_loss | 36 | 14 | 1.7229e-05
P_line_loss | 36 | 15 | 1.7225e-05
P_line_loss | 36 | 16 | 1.7031e-05
P_line_loss | 36 | 17 | 1.6823e-05
P_line_loss | 36 | 18 | 1.589e-05
P_line_loss | 36 | 19 | 1.3378e-05
P_line_loss | 36 | 20 | 1.2137e-05
P_line_loss | 36 | 21 | 1.0339e-05
P_line_loss | 36 | 22 | 8.3383e-06
P_line_loss | 36 | 23 | 6.5188e-06
P_line_loss | 36 | 24 | 5.7213e-06
P_line_loss | 37 | 1 | 0
P_line_loss | 37 | 2 | 0
P_line_loss | 37 | 3 | 0
P_line_loss | 37 | 4 | 0
P_line_loss | 37 | 5 | 0
P_line_loss | 37 | 6 | 0
P_line_loss | 37 | 7 | 0
P_line_loss | 37 | 8 | 0
P_line_loss | 37 | 9 | 0
P_line_loss | 37 | 10 | 0
P_line_loss | 37 | 11 | 0
P_line_loss | 37 | 12 | 0
P_line_loss | 37 | 13 | 0
P_line_loss | 37 | 14 | 0
P_line_loss | 37 | 15 | 0
P_line_loss | 37 | 16 | 0
P_line_loss | 37 | 17 | 0
P_line_loss | 37 | 18 | 0
P_line_loss | 37 | 19 | 0
P_line_loss | 37 | 20 | 0
P_line_loss | 37 | 21 | 0
P_line_loss | 37 | 22 | 0
P_line_loss | 37 | 23 | 0
P_line_loss | 37 | 24 | 0

## result
Name | Value
Objective_value | 775.5088
P_total | 64.8391
D_total | 63.8463
P_loss_total | 0.034091